## Sheet1
| index | order_type | order_no | revision_no | date | amendment of total price | previous total order price | revised/total order price | fsa_id | fsa_name | service_code | service_heading | quantity | UOM | service_rate | total_value | service_description | quantity_consume
0 | 0 | WORK CHANGE ORDER | 630108053 | 3 | 18.02.2021 | 1662725.02 | 31891028.1 | 33553753.12 | 0202 | FTTx IBD MUMB0202 Kanta Commercial | 3293883 | CHRG;SHALLOW TRENCH 40 OR 48MM 7WAY DUCT | 50 | 50 M - Meter | 160 | 8000 | EXCAVATION OF SHALLOW TRENCHES MANUALLY/CHIPPING/SLITTING UPTO A DEPTH OF 300 MM, WIDE UP TO 100 MM IN ASPHALT / CONCRETE / TILED SURFACE, LAYING 1 X 40 MM / 1 X 7 | 0
1 | 1 | WORK CHANGE ORDER | 630108053 | 3 | 18.02.2021 | 1662725.02 | 31891028.1 | 33553753.12 | 0202 | FTTx IBD MUMB0202 Kanta Commercial | 3314515 | CHRG:SHALLOW TREN 40MM DUCT W/2 NOS | 50 | 50 M - Meter | 160 | 8000 | EXCAVATION OF SHALLOW TRENCHES MANUALLY/CHIPPING/SLITTING IN ASPHALT / CONCRETE / TILED SURFACE, LAYING 2 NOS 40 MM DUCT AND FILLING THE COMPLETE DEPTH, INCLUDING | 0
2 | 2 | WORK CHANGE ORDER | 630108053 | 3 | 18.02.2021 | 1662725.02 | 31891028.1 | 33553753.12 | 0202 | FTTx IBD MUMB0202 Kanta Commercial | 3293878 | CHRG;CLAMPING-1X40MM/1X7WAY MICRO DUCT | 100 | 100M - Meter | 49 | 4900 | CLAMPING OF THE DUCTS 1 X 40 MM / 1 X 7 WAY MICRO DUCT ( 48 MM OD ) ALONG THE WALL WITH THE HELP OF CLAMPING AT EVERY 1 M C/C# | 0
3 | 3 | WORK CHANGE ORDER | 630108053 | 3 | 18.02.2021 | 1662725.02 | 31891028.1 | 33553753.12 | 0202 | FTTx IBD MUMB0202 Kanta Commercial | 3292713 | CHRGS FOR TRANS&INST OF ADSS CABLE-96F | 500 | 500M - Meter | 40 | 20000 | CHARGES FOR TRANSPORTATION & INSTALLATION OF ADSS CABLE- EIC - 96F# | 0
4 | 4 | WORK CHANGE ORDER | 630108053 | 3 | 18.02.2021 | 1662725.02 | 31891028.1 | 33553753.12 | 0202 | FTTx IBD MUMB0202 Kanta Commercial | 3294064 | INSTALLATION 48 F ADSS / FIG 8 CABLE | 1000 | 1,000 | 34 | 34000 | INSTALLATION OF THE AERIAL CABLE (48 F ADSS / FIG 8 ) ALONG WITH THE ACCESSORIES. RATE INCLUDES SURVEY COST AND LOCAL LIASIONING CHARGES. | 0
5 | 5 | WORK CHANGE ORDER | 630108053 | 3 | 18.02.2021 | 1662725.02 | 31891028.1 | 33553753.12 | 0202 | FTTx IBD MUMB0202 Kanta Commercial | 3294065 | INSTALLATION12F ADSS / FIG 8 CABLE | 1500 | 1,500 | 24 | 36000 | INSTALLATION OF THE AERIAL CABLE (12 F ADSS / FIG 8 ) ALONG WITH THE ACCESSORIES. RATE INCLUDES SURVEY COST AND LOCAL LIASIONING CHARGES. | 0
6 | 6 | WORK CHANGE ORDER | 630108053 | 3 | 18.02.2021 | 1662725.02 | 31891028.1 | 33553753.12 | 0202 | FTTx IBD MUMB0202 Kanta Commercial | 3294710 | INSTALLATION 6F ADSS / FIG 8 CABLE | 500 | M - Meter | 19 | 9500 | INSTALLATION OF THE AERIAL CABLE (6 F ADSS / FIG 8 ) ALONG WITH THE ACCESSORIES. RATE INCLUDES SURVEY COST AND LOCAL LIASIONING CHARGES. # | 0
7 | 7 | WORK CHANGE ORDER | 630108053 | 3 | 18.02.2021 | 1662725.02 | 31891028.1 | 33553753.12 | 0202 | FTTx IBD MUMB0202 Kanta Commercial | 3252599 | BLOWING OF 96F | 500 | M - Meter | 15 | 7500 | CHARGES FOR BLOWING OF 96F FIBRE. | 0
8 | 8 | WORK CHANGE ORDER | 630108053 | 3 | 18.02.2021 | 1662725.02 | 31891028.1 | 33553753.12 | 0202 | FTTx IBD MUMB0202 Kanta Commercial | 3294262 | BLOWING / PULLING-48 F | 700 | M - Meter | 10 | 7000 | PULLING/BLOWING OF OFC- 48 F INCLUDING ALL MATERIALS, LABOUR, TOOLS, TACKLES, ETC.. # | 0
9 | 9 | WORK CHANGE ORDER | 630108053 | 3 | 18.02.2021 | 1662725.02 | 31891028.1 | 33553753.12 | 0202 | FTTx IBD MUMB0202 Kanta Commercial | 3294264 | BLOWING / PULLING-12 F | 2000 | 2,000 | 7 | 14000 | PULLING/BLOWING OF OFC-12F INCLUDING ALL MATERIALS, LABOUR, TOOLS, TACKLES, ETC.. # | 0
10 | 10 | WORK CHANGE ORDER | 630108053 | 3 | 18.02.2021 | 1662725.02 | 31891028.1 | 33553753.12 | 0202 | FTTx IBD MUMB0202 Kanta Commercial | 3294265 | BLOWING / PULLING-6 F | 1000 | 1,000 | 5 | 5000 | PULLING/BLOWING OF OFC-6F INCLUDING ALL MATERIALS, LABOUR, TOOLS, TACKLES, ETC.. # | 0
11 | 11 | WORK CHANGE ORDER | 630108053 | 3 | 18.02.2021 | 1662725.02 | 31891028.1 | 33553753.12 | 0202 | FTTx IBD MUMB0202 Kanta Commercial | 3291570 | INSTLTN OF ACCESS CHAMBER 750X400X500 MM | 2 | 2 EA - each | 2328 | 4656 | INSTALLATION OF ACCESS CHAMBERS - SIZE - 750X400X500 MM DEEP.#INCLUDING COVER & LIFTING OF ACCESS CHAMBER-UPTO 50KMS INCLUDING HANDLING ,#EXCAVATION & | 0
12 | 12 | WORK CHANGE ORDER | 630108053 | 3 | 18.02.2021 | 1662725.02 | 31891028.1 | 33553753.12 | 0202 | FTTx IBD MUMB0202 Kanta Commercial | 3314518 | INST OF PULLING CHAMBER 400X400X500MM | 10 | 10 EA - each | 970 | 9700 | INSTALLATION OF PULLING CHAMBERS - SIZE - 400X400X500 MM DEEP ; INCLUDING COVER .#EXCAVATION & BACKFILLING OF PITS ETC AS PER DRAWINGS , SPECIFICATIONS#AND AS | 0
13 | 13 | WORK CHANGE ORDER | 630108053 | 3 | 18.02.2021 | 1662725.02 | 31891028.1 | 33553753.12 | 0202 | FTTx IBD MUMB0202 Kanta Commercial | 3294239 | CHRG;REINST,TRENCH,PCC-1:2:4,GRAVEL 20MM | 1 | 1 M3 - Cubic meter | 5335 | 5335 | CHARGES FOR REINSTATEMENT OF THE TRENCHES / PITS INCLUDING ALL MATERIALS , LABOUR, TOOLS TACKES ETC..BY PCC -1:2:4 GRAVEL SIZE - 20 MM & CURING FOR 7 DAYS. THIS ITEM | 0
14 | 14 | WORK CHANGE ORDER | 630108053 | 3 | 18.02.2021 | 1662725.02 | 31891028.1 | 33553753.12 | 0202 | FTTx IBD MUMB0202 Kanta Commercial | 3291785 | RSTRTN EXCVTD SURFACE- W/COLD BITUMEN | 10 | 10 M - Meter | 1000 | 10000 | CHARGES FOR RESTORATION OF THE EXCAVATED SURFACES USING THE COLD BITUMEN INCLUDING PROPER COMPACTION ETC. ALL COMPLETE INCLUDING ALL MATERIALS TOOLS TACKLES | 0
15 | 15 | WORK CHANGE ORDER | 630108053 | 3 | 18.02.2021 | 1662725.02 | 31891028.1 | 33553753.12 | 0202 | FTTx IBD MUMB0202 Kanta Commercial | 3291786 | RSTRTN EXCVTD SURFACES-W/ HOT BITUMEN | 10 | 10 M - Meter | 383 | 3830 | CHARGES FOR RESTORATION OF THE EXCAVATED SURFACES USING THE HOT BITUMEN INCLUDING PROPER COMPACTION ETC. ALL COMPLETE INCLUDING ALL MATERIALS TOOLS TACKLES | 0
16 | 16 | WORK CHANGE ORDER | 630108053 | 3 | 18.02.2021 | 1662725.02 | 31891028.1 | 33553753.12 | 0202 | FTTx IBD MUMB0202 Kanta Commercial | 3290664 | CHRG F/RESTORATN OF SURF ;W/EXT TILES | 30 | 30 M - Meter | 286 | 8580 | CHARGES FOR RESTORATION OF THE EXCAVATED SURFACES USING THE EXISTING TILES OVER 100 MM THICK CONCRETE BEDDING. THE COST TO INCLUDE THE COST OF THE TILES, | 0
17 | 17 | WORK CHANGE ORDER | 630108053 | 3 | 18.02.2021 | 1662725.02 | 31891028.1 | 33553753.12 | 0202 | FTTx IBD MUMB0202 Kanta Commercial | 3291784 | RSTRTN EXCVTD SURFACE-W/ PAVER BLOCK | 30 | 30 M - Meter | 631 | 18930 | CHARGES FOR RESTORATION OF THE EXCAVATED SURFACE USING NEW INTER LOCKING PAVER BLOCK OVER 100 MM THICK CONCRETE BEDDING. THE COST TO INCLUDE THE COST OF THE | 0
18 | 18 | WORK CHANGE ORDER | 630108053 | 3 | 18.02.2021 | 1662725.02 | 31891028.1 | 33553753.12 | 0202 | FTTx IBD MUMB0202 Kanta Commercial | 3291783 | RESTORATION OF EXCV SURFACE-W/KOTA STONE | 10 | 10 M - Meter | 550 | 5500 | CHARGES FOR RESTORATION OF THE EXCAVATED SURFACE USING NEW KOTA STONE OVER 100 MM THICK CONCRETE BEDDING. THE COST TO INCLUDE THE COST OF THE KOTA STONE , | 0
19 | 19 | WORK CHANGE ORDER | 630108053 | 3 | 18.02.2021 | 1662725.02 | 31891028.1 | 33553753.12 | 0202 | FTTx IBD MUMB0202 Kanta Commercial | 3290665 | CHRG F/RESTORATN OF SURF ;W/CHEQUED TILE | 30 | 30 M - Meter | 419 | 12570 | CHARGES FOR RESTORATION OF THE EXCAVATED SURFACE USING NEW INTER CHEQUERED TILE OVER 100 MM THICK CONCRETE BEDDING. THE COST TO INCLUDE THE COST OF THE KOTA | 0
20 | 20 | WORK CHANGE ORDER | 630108053 | 3 | 18.02.2021 | 1662725.02 | 31891028.1 | 33553753.12 | 0202 | FTTx IBD MUMB0202 Kanta Commercial | 3171149 | S/FIXING PVC CONDUIT 25 MM | 1000 | 1,000 | 60 | 60000 | S/FIXING PVC CONDUIT 25MM | 0
21 | 21 | WORK CHANGE ORDER | 630108053 | 3 | 18.02.2021 | 1662725.02 | 31891028.1 | 33553753.12 | 0202 | FTTx IBD MUMB0202 Kanta Commercial | 3171151 | S/FIXING PVC CONDUIT 40 MM | 600 | M - Meter | 111 | 66600 | S/FIXING PVC CONDUIT 40 MM | 0
22 | 22 | WORK CHANGE ORDER | 630108053 | 3 | 18.02.2021 | 1662725.02 | 31891028.1 | 33553753.12 | 0202 | FTTx IBD MUMB0202 Kanta Commercial | 3318608 | S&I 25MM PVC CONDUIT USING SCAFFOLDING | 100 | 100M - Meter | 133 | 13300 | SUPPLY AND INSTALLATION OF 25MM OUTER DIA CONDUIT ON EXTERNAL WALL WITH THE HELP OF JHOOLA HOLDING INCLUDING MANPOWER, COUPLERS, BENDS, TEES, SADDLES, CLAMPS, | 0
23 | 23 | WORK CHANGE ORDER | 630108053 | 3 | 18.02.2021 | 1662725.02 | 31891028.1 | 33553753.12 | 0202 | FTTx IBD MUMB0202 Kanta Commercial | 3318609 | S&I 40MM PVC CONDUIT USING SCAFFOLDING | 100 | 100M - Meter | 188 | 18800 | SUPPLY AND INSTALLATION OF 40MM OUTER DIA CONDUIT ON EXTERNAL WALL WITH THE HELP OF JHOOLA HOLDING INCLUDING MANPOWER, COUPLERS, BENDS, TEES, SADDLES, CLAMPS, | 0
24 | 24 | WORK CHANGE ORDER | 630108053 | 3 | 18.02.2021 | 1662725.02 | 31891028.1 | 33553753.12 | 0202 | FTTx IBD MUMB0202 Kanta Commercial | 3206508 | SUP&LAY FLEX PVC CONDUIT DIA 25MM | 200 | M - Meter | 71 | 14200 | Supplying and laying of following sizes of flexible PVC conduit along with conduit accessories complete as required. | 0
25 | 25 | WORK CHANGE ORDER | 630108053 | 3 | 18.02.2021 | 1662725.02 | 31891028.1 | 33553753.12 | 0202 | FTTx IBD MUMB0202 Kanta Commercial | 3206510 | SUP&LAY FLEX PVC CONDUIT DIA 40MM | 150 | M - Meter | 116 | 17400 | Supplying and laying of following sizes of flexible PVC conduit along with conduit | 0
26 | 26 | WORK CHANGE ORDER | 630108053 | 3 | 18.02.2021 | 1662725.02 | 31891028.1 | 33553753.12 | 0202 | FTTx IBD MUMB0202 Kanta Commercial | 3318971 | S&I 25MM FLEXI PVC CONDUIT W/SCAFFOLDING | 100 | 100M - Meter | 144 | 14400 | SUPPLY AND INSTALLATION OF 25MM DIA REINFORCED FLEXIBLE CONDUIT ON EXTERNAL WALL WITH THE HELP OF JHOOLA HOLDING INCLUDING MANPOWER, COUPLERS, BENDS, TEES, | 0
27 | 27 | WORK CHANGE ORDER | 630108053 | 3 | 18.02.2021 | 1662725.02 | 31891028.1 | 33553753.12 | 0202 | FTTx IBD MUMB0202 Kanta Commercial | 3318972 | S&I 40MM FLEXI PVC CONDUIT W/SCAFFOLDING | 100 | 100M - Meter | 194 | 19400 | SUPPLY AND INSTALLATION OF 40MM DIA REINFORCED FLEXIBLE CONDUIT ON EXTERNAL WALL WITH THE HELP OF JHOOLA HOLDING INCLUDING MANPOWER, COUPLERS, BENDS, TEES, | 0
28 | 28 | WORK CHANGE ORDER | 630108053 | 3 | 18.02.2021 | 1662725.02 | 31891028.1 | 33553753.12 | 0202 | FTTx IBD MUMB0202 Kanta Commercial | 3319687 | P&F PVC JUNCTION BOX 40MM,4-WAY | 150 | EA - each | 30 | 4500 | CHARGES FOR SUPPLYING AND FIXING OF PVC JUNCTION BOX 40MM,FOUR WAY IN REQUIRED POSITION ALONG THE LINE OF PVC CONDUIT# | 0
29 | 29 | WORK CHANGE ORDER | 630108053 | 3 | 18.02.2021 | 1662725.02 | 31891028.1 | 33553753.12 | 0202 | FTTx IBD MUMB0202 Kanta Commercial | 3319688 | P&F PVC JUNCTION BOX 40MM,3-WAY | 150 | EA - each | 30 | 4500 | CHARGES FOR SUPPLYING AND FIXING OF PVC JUNCTION BOX 40MM,THREE WAY IN REQUIRED POSITION ALONG THE LINE OF PVC CONDUIT# | 0
30 | 30 | WORK CHANGE ORDER | 630108053 | 3 | 18.02.2021 | 1662725.02 | 31891028.1 | 33553753.12 | 0202 | FTTx IBD MUMB0202 Kanta Commercial | 3192918 | CHRG:S/F:PVC JUNCTION BOX 25MM,4-WAY | 150 | 150EA - each | 19 | 2850 | CHARGES FOR SUPPLYING AND FIXING OF PVC JUNCTION BOX | 0
31 | 31 | WORK CHANGE ORDER | 630108053 | 3 | 18.02.2021 | 1662725.02 | 31891028.1 | 33553753.12 | 0202 | FTTx IBD MUMB0202 Kanta Commercial | 3192917 | CHRG:S/F:PVC JUNCTION BOX 25MM,3-WAY | 150 | 150EA - each | 19 | 2850 | CHARGES FOR SUPPLYING AND FIXING OF PVC JUNCTION BOX | 0
32 | 32 | WORK CHANGE ORDER | 630108053 | 3 | 18.02.2021 | 1662725.02 | 31891028.1 | 33553753.12 | 0202 | FTTx IBD MUMB0202 Kanta Commercial | 3259755 | INSTALLATION OF FDC | 15 | EA - each | 49 | 735 | Installation of Fibre Distribution Cabinet | 0
33 | 33 | WORK CHANGE ORDER | 630108053 | 3 | 18.02.2021 | 1662725.02 | 31891028.1 | 33553753.12 | 0202 | FTTx IBD MUMB0202 Kanta Commercial | 3294022 | INSTALLATION OF FAT (WALL/POLE MOUNTED) | 50 | 50 EA - each | 49 | 2450 | INSTALLATION OF FIBRE ACCESS TERMINAL (WALL/POLE MOUNTED)# | 0
34 | 34 | WORK CHANGE ORDER | 630108053 | 3 | 18.02.2021 | 1662725.02 | 31891028.1 | 33553753.12 | 0202 | FTTx IBD MUMB0202 Kanta Commercial | 3293902 | INSTALLATION LEVEL 1 ( S1 ) SPLITTER | 20 | EA - each | 49 | 980 | INSTALLATION OF FREE ISSUED SPLITTER AT SUGGESTED LOCATION INCLUDING ALL MANPOWER, TOOLS TACKLES, HARDWARES ETC. COMPLETE AS PER THE DRG AND DIRECTION OF | 0
35 | 35 | WORK CHANGE ORDER | 630108053 | 3 | 18.02.2021 | 1662725.02 | 31891028.1 | 33553753.12 | 0202 | FTTx IBD MUMB0202 Kanta Commercial | 3293903 | INSTALLATION LEVEL 2 ( S2 ) SPLITTER | 160 | EA - each | 49 | 7840 | INSTALLATION OF FREE ISSUED SPLITTER AT SUGGESTED LOCATION INCLUDING ALL MANPOWER, TOOLS TACKLES, HARDWARES ETC. COMPLETE AS PER THE DRG AND DIRECTION OF | 0
36 | 36 | WORK CHANGE ORDER | 630108053 | 3 | 18.02.2021 | 1662725.02 | 31891028.1 | 33553753.12 | 0202 | FTTx IBD MUMB0202 Kanta Commercial | 3252601 | SPLICING,JOINTING & TERMINATION-48F | 500 | 500.000 NOS - No. | 112 | 56000 | CHARGES FOR SPLICING,JOINTING & TERMINATION OF 48F FIBRE. | 0
37 | 37 | WORK CHANGE ORDER | 630108053 | 3 | 18.02.2021 | 1662725.02 | 31891028.1 | 33553753.12 | 0202 | FTTx IBD MUMB0202 Kanta Commercial | 3252602 | SPLICING,JOINTING & TERMINATION-96F | 192 | 192.000 NOS - No. | 112 | 21504 | CHARGES FOR SPLICING,JOINTING & TERMINATION OF 96F FIBRE. | 0
38 | 38 | WORK CHANGE ORDER | 630108053 | 3 | 18.02.2021 | 1662725.02 | 31891028.1 | 33553753.12 | 0202 | FTTx IBD MUMB0202 Kanta Commercial | 3300512 | SPLICING & TERM OFC,FIXED COST/DAY | 10 | EA - each | 2425 | 24250 | OFC SPLICING&TERMINATION-FIXED COST/DAY#JOB INVOLVES: 1) SPLICING & TERMINATION OF OFC CABLE AS DIRECTED BY EIC. 2) ALL TOOLS AND TACKLES, PPES, CONSUMABLES ARE IN | 0
39 | 39 | WORK CHANGE ORDER | 630108053 | 3 | 18.02.2021 | 1662725.02 | 31891028.1 | 33553753.12 | 0202 | FTTx IBD MUMB0202 Kanta Commercial | 3098777 | A11102-SELF ADHESIVE LABELS | 400 | 400.000 | 10 | 4000 | 420 | 0
40 | 40 | WORK CHANGE ORDER | 630108053 | 3 | 18.02.2021 | 1662725.02 | 31891028.1 | 33553753.12 | 0202 | FTTx IBD MUMB0202 Kanta Commercial | 3295194 | PREPARATION OF AS BUILT DRAWINGS SBP | 15 | 15 EA - each | 194 | 2910 | AS-BUILT DRAWING FOR ALL WORKS PERFORMED AS PER SCOPE | 0
41 | 41 | WORK CHANGE ORDER | 630108053 | 3 | 18.02.2021 | 1662725.02 | 31891028.1 | 33553753.12 | 0202 | FTTx IBD MUMB0202 Kanta Commercial | 3111341 | DISPOSAL OF WASTE MATERIALS DEBRIS ETC. | 15 | 15.000 NOS - No. | 679 | 10185 | Collection & disposal of various kinds of unwanted materials / debris | 0
42 | 42 | WORK CHANGE ORDER | 630108053 | 3 | 18.02.2021 | 1662725.02 | 31891028.1 | 33553753.12 | 0202 | FTTx IBD MUMB0202 Kanta Commercial | 3295891 | MATERIAL STORAGE & SECONDARY TRNSPT | 15 | 15 EA - each | 485 | 7275 | STORAGE AND SECONDARY TRANSPORTATION OF FIM MATERIAL TO BUILDINGS, TO BE CALCULATED PER BUILDING# | 0
43 | 43 | WORK CHANGE ORDER | 630108053 | 3 | 18.02.2021 | 1662725.02 | 31891028.1 | 33553753.12 | 0202 | FTTx IBD MUMB0202 Kanta Commercial | 3295897 | CHRG: PRE EXECUTION BUILDING SURVEY | 15 | 15 EA - each | 290 | 4350 | PRE EXECUTION BUILDING SURVEY:#THIS IS BUILDING SURVEY BEFORE DEPLOYMENT INSIDE BUILDING DEPLOYMENT/CONSTRUCTION INCLUDES LAYING OF CONDUITS AND OTHER ODN | 0
44 | 44 | WORK CHANGE ORDER | 630108053 | 3 | 18.02.2021 | 1662725.02 | 31891028.1 | 33553753.12 | 0202 | FTTx IBD MUMB0202 Kanta Commercial | 3318382 | CHRG DRILLING OF HOLE 25MM IN BRICK WALL | 50 | 50 EA - each | 82 | 4100 | CHARGES FOR DRILLING HOLES OF DIAMETER 25MM IN BRICK WALL WITH PROPER DRILL MACHINE AND REINSTATEMENT AFTER CONDUITING TO ENSURE WATER PROOFING OF HOLE.# | 0
45 | 45 | WORK CHANGE ORDER | 630108053 | 3 | 18.02.2021 | 1662725.02 | 31891028.1 | 33553753.12 | 0202 | FTTx IBD MUMB0202 Kanta Commercial | 3318381 | CHRG DRILLING OF HOLE 40MM IN BRICK WALL | 50 | 50 EA - each | 131 | 6550 | CHARGES FOR DRILLING HOLES OF DIAMETER 40MM IN BRICK WALL WITH PROPER DRILL MACHINE AND REINSTATEMENT AFTER CONDUITING TO ENSURE WATER PROOFING OF HOLE.# | 0
46 | 46 | WORK CHANGE ORDER | 630108053 | 3 | 18.02.2021 | 1662725.02 | 31891028.1 | 33553753.12 | 0202 | FTTx IBD MUMB0202 Kanta Commercial | 3318200 | CHRG DRILLING OF HOLE 25MM DIA IN RCC | 50 | 50 EA - each | 131 | 6550 | CHARGES FOR DRILLING HOLES OF DIAMETER 25MM IN RCC WITH PROPER DRILL MACHINE AND REINSTATEMENT AFTER CONDUITING TO ENSURE WATER PROOFING OF HOLE.# | 0
47 | 47 | WORK CHANGE ORDER | 630108053 | 3 | 18.02.2021 | 1662725.02 | 31891028.1 | 33553753.12 | 0202 | FTTx IBD MUMB0202 Kanta Commercial | 3297469 | CHRG:DRILLING OF HOLE 40MM DIA IN RCC | 50 | 50 EA - each | 165 | 8250 | CHARGES FOR DRILLING HOLES OF DIAMETER ~40MM IN RCC WITH PROPER DRILL MACHINE AND REINSTATEMENT AFTER CONDUITING TO ENSURE WATER PROOFING OF HOLE. | 0
48 | 48 | WORK CHANGE ORDER | 630108053 | 3 | 18.02.2021 | 1662725.02 | 31891028.1 | 33553753.12 | 0202 | FTTx IBD MUMB0202 Kanta Commercial | 3319692 | S&I SIMPLEX PLUG,F/40MM HDPE DUCT | 60 | EA - each | 49 | 2940 | CHARGES FOR SUPPLYING AND FIXING OF SIMPLEX PLUG FOR 40 MM HDPE DUCT# | 0
49 | 49 | WORK CHANGE ORDER | 630108053 | 3 | 18.02.2021 | 1662725.02 | 31891028.1 | 33553753.12 | 0205 | FTTx IBD MUMB0205 Patel Sadan | 3293883 | CHRG;SHALLOW TRENCH 40 OR 48MM 7WAY DUCT | 50 | 50 M - Meter | 160 | 8000 | EXCAVATION OF SHALLOW TRENCHES MANUALLY/CHIPPING/SLITTING UPTO A DEPTH OF 300 MM, WIDE UP TO 100 MM IN ASPHALT / CONCRETE / TILED SURFACE, LAYING 1 X 40 MM / 1 X 7 | 0
50 | 50 | WORK CHANGE ORDER | 630108053 | 3 | 18.02.2021 | 1662725.02 | 31891028.1 | 33553753.12 | 0205 | FTTx IBD MUMB0205 Patel Sadan | 3314515 | CHRG:SHALLOW TREN 40MM DUCT W/2 NOS | 50 | 50 M - Meter | 160 | 8000 | EXCAVATION OF SHALLOW TRENCHES MANUALLY/CHIPPING/SLITTING IN ASPHALT / CONCRETE / TILED SURFACE, LAYING 2 NOS 40 MM DUCT AND FILLING THE COMPLETE DEPTH, INCLUDING | 0
51 | 51 | WORK CHANGE ORDER | 630108053 | 3 | 18.02.2021 | 1662725.02 | 31891028.1 | 33553753.12 | 0205 | FTTx IBD MUMB0205 Patel Sadan | 3293878 | CHRG;CLAMPING-1X40MM/1X7WAY MICRO DUCT | 100 | 100M - Meter | 49 | 4900 | CLAMPING OF THE DUCTS 1 X 40 MM / 1 X 7 WAY MICRO DUCT ( 48 MM OD ) ALONG THE WALL WITH THE HELP OF CLAMPING AT EVERY 1 M C/C# | 0
52 | 52 | WORK CHANGE ORDER | 630108053 | 3 | 18.02.2021 | 1662725.02 | 31891028.1 | 33553753.12 | 0205 | FTTx IBD MUMB0205 Patel Sadan | 3292713 | CHRGS FOR TRANS&INST OF ADSS CABLE-96F | 500 | 500M - Meter | 40 | 20000 | CHARGES FOR TRANSPORTATION & INSTALLATION OF ADSS CABLE- EIC - 96F# | 0
53 | 53 | WORK CHANGE ORDER | 630108053 | 3 | 18.02.2021 | 1662725.02 | 31891028.1 | 33553753.12 | 0205 | FTTx IBD MUMB0205 Patel Sadan | 3294064 | INSTALLATION 48 F ADSS / FIG 8 CABLE | 1000 | 1,000 | 34 | 34000 | INSTALLATION OF THE AERIAL CABLE (48 F ADSS / FIG 8 ) ALONG WITH THE ACCESSORIES. RATE INCLUDES SURVEY COST AND LOCAL LIASIONING CHARGES. | 0
54 | 54 | WORK CHANGE ORDER | 630108053 | 3 | 18.02.2021 | 1662725.02 | 31891028.1 | 33553753.12 | 0205 | FTTx IBD MUMB0205 Patel Sadan | 3294065 | INSTALLATION12F ADSS / FIG 8 CABLE | 1500 | 1,500 | 24 | 36000 | INSTALLATION OF THE AERIAL CABLE (12 F ADSS / FIG 8 ) ALONG WITH THE ACCESSORIES. RATE INCLUDES SURVEY COST AND LOCAL LIASIONING CHARGES. | 0
55 | 55 | WORK CHANGE ORDER | 630108053 | 3 | 18.02.2021 | 1662725.02 | 31891028.1 | 33553753.12 | 0205 | FTTx IBD MUMB0205 Patel Sadan | 3294710 | INSTALLATION 6F ADSS / FIG 8 CABLE | 500 | M - Meter | 19 | 9500 | INSTALLATION OF THE AERIAL CABLE (6 F ADSS / FIG 8 ) ALONG WITH THE ACCESSORIES. RATE INCLUDES SURVEY COST AND LOCAL LIASIONING CHARGES. # | 0
56 | 56 | WORK CHANGE ORDER | 630108053 | 3 | 18.02.2021 | 1662725.02 | 31891028.1 | 33553753.12 | 0205 | FTTx IBD MUMB0205 Patel Sadan | 3252599 | BLOWING OF 96F | 500 | M - Meter | 15 | 7500 | CHARGES FOR BLOWING OF 96F FIBRE. | 0
57 | 57 | WORK CHANGE ORDER | 630108053 | 3 | 18.02.2021 | 1662725.02 | 31891028.1 | 33553753.12 | 0205 | FTTx IBD MUMB0205 Patel Sadan | 3294262 | BLOWING / PULLING-48 F | 700 | M - Meter | 10 | 7000 | PULLING/BLOWING OF OFC- 48 F INCLUDING ALL MATERIALS, LABOUR, TOOLS, TACKLES, ETC.. # | 0
58 | 58 | WORK CHANGE ORDER | 630108053 | 3 | 18.02.2021 | 1662725.02 | 31891028.1 | 33553753.12 | 0205 | FTTx IBD MUMB0205 Patel Sadan | 3294264 | BLOWING / PULLING-12 F | 2000 | 2,000 | 7 | 14000 | PULLING/BLOWING OF OFC-12F INCLUDING ALL MATERIALS, LABOUR, TOOLS, TACKLES, ETC.. # | 0
59 | 59 | WORK CHANGE ORDER | 630108053 | 3 | 18.02.2021 | 1662725.02 | 31891028.1 | 33553753.12 | 0205 | FTTx IBD MUMB0205 Patel Sadan | 3294265 | BLOWING / PULLING-6 F | 1000 | 1,000 | 5 | 5000 | PULLING/BLOWING OF OFC-6F INCLUDING ALL MATERIALS, LABOUR, TOOLS, TACKLES, ETC.. # | 0
60 | 60 | WORK CHANGE ORDER | 630108053 | 3 | 18.02.2021 | 1662725.02 | 31891028.1 | 33553753.12 | 0205 | FTTx IBD MUMB0205 Patel Sadan | 3291570 | INSTLTN OF ACCESS CHAMBER 750X400X500 MM | 2 | 2 EA - each | 2328 | 4656 | INSTALLATION OF ACCESS CHAMBERS - SIZE - 750X400X500 MM DEEP.#INCLUDING COVER & LIFTING OF ACCESS CHAMBER-UPTO 50KMS INCLUDING HANDLING ,#EXCAVATION & | 0
61 | 61 | WORK CHANGE ORDER | 630108053 | 3 | 18.02.2021 | 1662725.02 | 31891028.1 | 33553753.12 | 0205 | FTTx IBD MUMB0205 Patel Sadan | 3314518 | INST OF PULLING CHAMBER 400X400X500MM | 10 | 10 EA - each | 970 | 9700 | INSTALLATION OF PULLING CHAMBERS - SIZE - 400X400X500 MM DEEP ; INCLUDING COVER .#EXCAVATION & BACKFILLING OF PITS ETC AS PER DRAWINGS , SPECIFICATIONS#AND AS | 0
62 | 62 | WORK CHANGE ORDER | 630108053 | 3 | 18.02.2021 | 1662725.02 | 31891028.1 | 33553753.12 | 0205 | FTTx IBD MUMB0205 Patel Sadan | 3294239 | CHRG;REINST,TRENCH,PCC-1:2:4,GRAVEL 20MM | 1 | 1 M3 - Cubic meter | 5335 | 5335 | CHARGES FOR REINSTATEMENT OF THE TRENCHES / PITS INCLUDING ALL MATERIALS , LABOUR, TOOLS TACKES ETC..BY PCC -1:2:4 GRAVEL SIZE - 20 MM & CURING FOR 7 DAYS. THIS ITEM | 0
63 | 63 | WORK CHANGE ORDER | 630108053 | 3 | 18.02.2021 | 1662725.02 | 31891028.1 | 33553753.12 | 0205 | FTTx IBD MUMB0205 Patel Sadan | 3291785 | RSTRTN EXCVTD SURFACE- W/COLD BITUMEN | 10 | 10 M - Meter | 1000 | 10000 | CHARGES FOR RESTORATION OF THE EXCAVATED SURFACES USING THE COLD BITUMEN INCLUDING PROPER COMPACTION ETC. ALL COMPLETE INCLUDING ALL MATERIALS TOOLS TACKLES | 0
64 | 64 | WORK CHANGE ORDER | 630108053 | 3 | 18.02.2021 | 1662725.02 | 31891028.1 | 33553753.12 | 0205 | FTTx IBD MUMB0205 Patel Sadan | 3291786 | RSTRTN EXCVTD SURFACES-W/ HOT BITUMEN | 10 | 10 M - Meter | 383 | 3830 | CHARGES FOR RESTORATION OF THE EXCAVATED SURFACES USING THE HOT BITUMEN INCLUDING PROPER COMPACTION ETC. ALL COMPLETE INCLUDING ALL MATERIALS TOOLS TACKLES | 0
65 | 65 | WORK CHANGE ORDER | 630108053 | 3 | 18.02.2021 | 1662725.02 | 31891028.1 | 33553753.12 | 0205 | FTTx IBD MUMB0205 Patel Sadan | 3290664 | CHRG F/RESTORATN OF SURF ;W/EXT TILES | 30 | 30 M - Meter | 286 | 8580 | CHARGES FOR RESTORATION OF THE EXCAVATED SURFACES USING THE EXISTING TILES OVER 100 MM THICK CONCRETE BEDDING. THE COST TO INCLUDE THE COST OF THE TILES, | 0
66 | 66 | WORK CHANGE ORDER | 630108053 | 3 | 18.02.2021 | 1662725.02 | 31891028.1 | 33553753.12 | 0205 | FTTx IBD MUMB0205 Patel Sadan | 3291784 | RSTRTN EXCVTD SURFACE-W/ PAVER BLOCK | 30 | 30 M - Meter | 631 | 18930 | CHARGES FOR RESTORATION OF THE EXCAVATED SURFACE USING NEW INTER LOCKING PAVER BLOCK OVER 100 MM THICK CONCRETE BEDDING. THE COST TO INCLUDE THE COST OF THE | 0
67 | 67 | WORK CHANGE ORDER | 630108053 | 3 | 18.02.2021 | 1662725.02 | 31891028.1 | 33553753.12 | 0205 | FTTx IBD MUMB0205 Patel Sadan | 3291783 | RESTORATION OF EXCV SURFACE-W/KOTA STONE | 10 | 10 M - Meter | 550 | 5500 | CHARGES FOR RESTORATION OF THE EXCAVATED SURFACE USING NEW KOTA STONE OVER 100 MM THICK CONCRETE BEDDING. THE COST TO INCLUDE THE COST OF THE KOTA STONE , | 0
68 | 68 | WORK CHANGE ORDER | 630108053 | 3 | 18.02.2021 | 1662725.02 | 31891028.1 | 33553753.12 | 0205 | FTTx IBD MUMB0205 Patel Sadan | 3290665 | CHRG F/RESTORATN OF SURF ;W/CHEQUED TILE | 30 | 30 M - Meter | 419 | 12570 | CHARGES FOR RESTORATION OF THE EXCAVATED SURFACE USING NEW INTER CHEQUERED TILE OVER 100 MM THICK CONCRETE BEDDING. THE COST TO INCLUDE THE COST OF THE KOTA | 0
69 | 69 | WORK CHANGE ORDER | 630108053 | 3 | 18.02.2021 | 1662725.02 | 31891028.1 | 33553753.12 | 0205 | FTTx IBD MUMB0205 Patel Sadan | 3171149 | S/FIXING PVC CONDUIT 25 MM | 1000 | 1,000 | 60 | 60000 | S/FIXING PVC CONDUIT 25MM | 0
70 | 70 | WORK CHANGE ORDER | 630108053 | 3 | 18.02.2021 | 1662725.02 | 31891028.1 | 33553753.12 | 0205 | FTTx IBD MUMB0205 Patel Sadan | 3171151 | S/FIXING PVC CONDUIT 40 MM | 600 | M - Meter | 111 | 66600 | S/FIXING PVC CONDUIT 40 MM | 0
71 | 71 | WORK CHANGE ORDER | 630108053 | 3 | 18.02.2021 | 1662725.02 | 31891028.1 | 33553753.12 | 0205 | FTTx IBD MUMB0205 Patel Sadan | 3318608 | S&I 25MM PVC CONDUIT USING SCAFFOLDING | 100 | 100M - Meter | 133 | 13300 | SUPPLY AND INSTALLATION OF 25MM OUTER DIA CONDUIT ON EXTERNAL WALL WITH THE HELP OF JHOOLA HOLDING INCLUDING MANPOWER, COUPLERS, BENDS, TEES, SADDLES, CLAMPS, | 0
72 | 72 | WORK CHANGE ORDER | 630108053 | 3 | 18.02.2021 | 1662725.02 | 31891028.1 | 33553753.12 | 0205 | FTTx IBD MUMB0205 Patel Sadan | 3318609 | S&I 40MM PVC CONDUIT USING SCAFFOLDING | 100 | 100M - Meter | 188 | 18800 | SUPPLY AND INSTALLATION OF 40MM OUTER DIA CONDUIT ON EXTERNAL WALL WITH THE HELP OF JHOOLA HOLDING INCLUDING MANPOWER, COUPLERS, BENDS, TEES, SADDLES, CLAMPS, | 0
73 | 73 | WORK CHANGE ORDER | 630108053 | 3 | 18.02.2021 | 1662725.02 | 31891028.1 | 33553753.12 | 0205 | FTTx IBD MUMB0205 Patel Sadan | 3206508 | SUP&LAY FLEX PVC CONDUIT DIA 25MM | 200 | M - Meter | 71 | 14200 | Supplying and laying of following sizes of flexible PVC conduit along with conduit accessories complete as required. | 0
74 | 74 | WORK CHANGE ORDER | 630108053 | 3 | 18.02.2021 | 1662725.02 | 31891028.1 | 33553753.12 | 0205 | FTTx IBD MUMB0205 Patel Sadan | 3206510 | SUP&LAY FLEX PVC CONDUIT DIA 40MM | 150 | M - Meter | 116 | 17400 | Supplying and laying of following sizes of flexible PVC conduit along with conduit | 0
75 | 75 | WORK CHANGE ORDER | 630108053 | 3 | 18.02.2021 | 1662725.02 | 31891028.1 | 33553753.12 | 0205 | FTTx IBD MUMB0205 Patel Sadan | 3318971 | S&I 25MM FLEXI PVC CONDUIT W/SCAFFOLDING | 100 | 100M - Meter | 144 | 14400 | SUPPLY AND INSTALLATION OF 25MM DIA REINFORCED FLEXIBLE CONDUIT ON EXTERNAL WALL WITH THE HELP OF JHOOLA HOLDING INCLUDING MANPOWER, COUPLERS, BENDS, TEES, | 0
76 | 76 | WORK CHANGE ORDER | 630108053 | 3 | 18.02.2021 | 1662725.02 | 31891028.1 | 33553753.12 | 0205 | FTTx IBD MUMB0205 Patel Sadan | 3318972 | S&I 40MM FLEXI PVC CONDUIT W/SCAFFOLDING | 100 | 100M - Meter | 194 | 19400 | SUPPLY AND INSTALLATION OF 40MM DIA REINFORCED FLEXIBLE CONDUIT ON EXTERNAL WALL WITH THE HELP OF JHOOLA HOLDING INCLUDING MANPOWER, COUPLERS, BENDS, TEES, | 0
77 | 77 | WORK CHANGE ORDER | 630108053 | 3 | 18.02.2021 | 1662725.02 | 31891028.1 | 33553753.12 | 0205 | FTTx IBD MUMB0205 Patel Sadan | 3319687 | P&F PVC JUNCTION BOX 40MM,4-WAY | 150 | EA - each | 30 | 4500 | CHARGES FOR SUPPLYING AND FIXING OF PVC JUNCTION BOX 40MM,FOUR WAY IN REQUIRED POSITION ALONG THE LINE OF PVC CONDUIT# | 0
78 | 78 | WORK CHANGE ORDER | 630108053 | 3 | 18.02.2021 | 1662725.02 | 31891028.1 | 33553753.12 | 0205 | FTTx IBD MUMB0205 Patel Sadan | 3319688 | P&F PVC JUNCTION BOX 40MM,3-WAY | 150 | EA - each | 30 | 4500 | CHARGES FOR SUPPLYING AND FIXING OF PVC JUNCTION BOX 40MM,THREE WAY IN REQUIRED POSITION ALONG THE LINE OF PVC CONDUIT# | 0
79 | 79 | WORK CHANGE ORDER | 630108053 | 3 | 18.02.2021 | 1662725.02 | 31891028.1 | 33553753.12 | 0205 | FTTx IBD MUMB0205 Patel Sadan | 3192918 | CHRG:S/F:PVC JUNCTION BOX 25MM,4-WAY | 150 | 150EA - each | 19 | 2850 | CHARGES FOR SUPPLYING AND FIXING OF PVC JUNCTION BOX | 0
80 | 80 | WORK CHANGE ORDER | 630108053 | 3 | 18.02.2021 | 1662725.02 | 31891028.1 | 33553753.12 | 0205 | FTTx IBD MUMB0205 Patel Sadan | 3192917 | CHRG:S/F:PVC JUNCTION BOX 25MM,3-WAY | 150 | 150EA - each | 19 | 2850 | CHARGES FOR SUPPLYING AND FIXING OF PVC JUNCTION BOX | 0
81 | 81 | WORK CHANGE ORDER | 630108053 | 3 | 18.02.2021 | 1662725.02 | 31891028.1 | 33553753.12 | 0205 | FTTx IBD MUMB0205 Patel Sadan | 3259755 | INSTALLATION OF FDC | 15 | EA - each | 49 | 735 | Installation of Fibre Distribution Cabinet | 0
82 | 82 | WORK CHANGE ORDER | 630108053 | 3 | 18.02.2021 | 1662725.02 | 31891028.1 | 33553753.12 | 0205 | FTTx IBD MUMB0205 Patel Sadan | 3294022 | INSTALLATION OF FAT (WALL/POLE MOUNTED) | 50 | 50 EA - each | 49 | 2450 | INSTALLATION OF FIBRE ACCESS TERMINAL (WALL/POLE MOUNTED)# | 0
83 | 83 | WORK CHANGE ORDER | 630108053 | 3 | 18.02.2021 | 1662725.02 | 31891028.1 | 33553753.12 | 0205 | FTTx IBD MUMB0205 Patel Sadan | 3293902 | INSTALLATION LEVEL 1 ( S1 ) SPLITTER | 20 | EA - each | 49 | 980 | INSTALLATION OF FREE ISSUED SPLITTER AT SUGGESTED LOCATION INCLUDING ALL MANPOWER, TOOLS TACKLES, HARDWARES ETC. COMPLETE AS PER THE DRG AND DIRECTION OF | 0
84 | 84 | WORK CHANGE ORDER | 630108053 | 3 | 18.02.2021 | 1662725.02 | 31891028.1 | 33553753.12 | 0205 | FTTx IBD MUMB0205 Patel Sadan | 3293903 | INSTALLATION LEVEL 2 ( S2 ) SPLITTER | 160 | EA - each | 49 | 7840 | INSTALLATION OF FREE ISSUED SPLITTER AT SUGGESTED LOCATION INCLUDING ALL MANPOWER, TOOLS TACKLES, HARDWARES ETC. COMPLETE AS PER THE DRG AND DIRECTION OF | 0
85 | 85 | WORK CHANGE ORDER | 630108053 | 3 | 18.02.2021 | 1662725.02 | 31891028.1 | 33553753.12 | 0205 | FTTx IBD MUMB0205 Patel Sadan | 3252601 | SPLICING,JOINTING & TERMINATION-48F | 500 | 500.000 NOS - No. | 112 | 56000 | CHARGES FOR SPLICING,JOINTING & TERMINATION OF 48F FIBRE. | 0
86 | 86 | WORK CHANGE ORDER | 630108053 | 3 | 18.02.2021 | 1662725.02 | 31891028.1 | 33553753.12 | 0205 | FTTx IBD MUMB0205 Patel Sadan | 3252602 | SPLICING,JOINTING & TERMINATION-96F | 192 | 192.000 NOS - No. | 112 | 21504 | CHARGES FOR SPLICING,JOINTING & TERMINATION OF 96F FIBRE. | 0
87 | 87 | WORK CHANGE ORDER | 630108053 | 3 | 18.02.2021 | 1662725.02 | 31891028.1 | 33553753.12 | 0205 | FTTx IBD MUMB0205 Patel Sadan | 3300512 | SPLICING & TERM OFC,FIXED COST/DAY | 10 | EA - each | 2425 | 24250 | OFC SPLICING&TERMINATION-FIXED COST/DAY#JOB INVOLVES: 1) SPLICING & TERMINATION OF OFC CABLE AS DIRECTED BY EIC. 2) ALL TOOLS AND TACKLES, PPES, CONSUMABLES ARE IN | 0
88 | 88 | WORK CHANGE ORDER | 630108053 | 3 | 18.02.2021 | 1662725.02 | 31891028.1 | 33553753.12 | 0205 | FTTx IBD MUMB0205 Patel Sadan | 3098777 | A11102-SELF ADHESIVE LABELS | 400 | 400.000 | 10 | 4000 | 420 | 0
89 | 89 | WORK CHANGE ORDER | 630108053 | 3 | 18.02.2021 | 1662725.02 | 31891028.1 | 33553753.12 | 0205 | FTTx IBD MUMB0205 Patel Sadan | 3295194 | PREPARATION OF AS BUILT DRAWINGS SBP | 15 | 15 EA - each | 194 | 2910 | AS-BUILT DRAWING FOR ALL WORKS PERFORMED AS PER SCOPE | 0
90 | 90 | WORK CHANGE ORDER | 630108053 | 3 | 18.02.2021 | 1662725.02 | 31891028.1 | 33553753.12 | 0205 | FTTx IBD MUMB0205 Patel Sadan | 3111341 | DISPOSAL OF WASTE MATERIALS DEBRIS ETC. | 15 | 15.000 NOS - No. | 679 | 10185 | Collection & disposal of various kinds of unwanted materials / debris | 0
91 | 91 | WORK CHANGE ORDER | 630108053 | 3 | 18.02.2021 | 1662725.02 | 31891028.1 | 33553753.12 | 0205 | FTTx IBD MUMB0205 Patel Sadan | 3295891 | MATERIAL STORAGE & SECONDARY TRNSPT | 15 | 15 EA - each | 485 | 7275 | STORAGE AND SECONDARY TRANSPORTATION OF FIM MATERIAL TO BUILDINGS, TO BE CALCULATED PER BUILDING# | 0
92 | 92 | WORK CHANGE ORDER | 630108053 | 3 | 18.02.2021 | 1662725.02 | 31891028.1 | 33553753.12 | 0205 | FTTx IBD MUMB0205 Patel Sadan | 3295897 | CHRG: PRE EXECUTION BUILDING SURVEY | 15 | 15 EA - each | 290 | 4350 | PRE EXECUTION BUILDING SURVEY:#THIS IS BUILDING SURVEY BEFORE DEPLOYMENT INSIDE BUILDING DEPLOYMENT/CONSTRUCTION INCLUDES LAYING OF CONDUITS AND OTHER ODN | 0
93 | 93 | WORK CHANGE ORDER | 630108053 | 3 | 18.02.2021 | 1662725.02 | 31891028.1 | 33553753.12 | 0205 | FTTx IBD MUMB0205 Patel Sadan | 3318382 | CHRG DRILLING OF HOLE 25MM IN BRICK WALL | 50 | 50 EA - each | 82 | 4100 | CHARGES FOR DRILLING HOLES OF DIAMETER 25MM IN BRICK WALL WITH PROPER DRILL MACHINE AND REINSTATEMENT AFTER CONDUITING TO ENSURE WATER PROOFING OF HOLE.# | 0
94 | 94 | WORK CHANGE ORDER | 630108053 | 3 | 18.02.2021 | 1662725.02 | 31891028.1 | 33553753.12 | 0205 | FTTx IBD MUMB0205 Patel Sadan | 3318381 | CHRG DRILLING OF HOLE 40MM IN BRICK WALL | 50 | 50 EA - each | 131 | 6550 | CHARGES FOR DRILLING HOLES OF DIAMETER 40MM IN BRICK WALL WITH PROPER DRILL MACHINE AND REINSTATEMENT AFTER CONDUITING TO ENSURE WATER PROOFING OF HOLE.# | 0
95 | 95 | WORK CHANGE ORDER | 630108053 | 3 | 18.02.2021 | 1662725.02 | 31891028.1 | 33553753.12 | 0205 | FTTx IBD MUMB0205 Patel Sadan | 3318200 | CHRG DRILLING OF HOLE 25MM DIA IN RCC | 50 | 50 EA - each | 131 | 6550 | CHARGES FOR DRILLING HOLES OF DIAMETER 25MM IN RCC WITH PROPER DRILL MACHINE AND REINSTATEMENT AFTER CONDUITING TO ENSURE WATER PROOFING OF HOLE.# | 0
96 | 96 | WORK CHANGE ORDER | 630108053 | 3 | 18.02.2021 | 1662725.02 | 31891028.1 | 33553753.12 | 0205 | FTTx IBD MUMB0205 Patel Sadan | 3297469 | CHRG:DRILLING OF HOLE 40MM DIA IN RCC | 50 | 50 EA - each | 165 | 8250 | CHARGES FOR DRILLING HOLES OF DIAMETER ~40MM IN RCC WITH PROPER DRILL MACHINE AND REINSTATEMENT AFTER CONDUITING TO ENSURE WATER PROOFING OF HOLE. | 0
97 | 97 | WORK CHANGE ORDER | 630108053 | 3 | 18.02.2021 | 1662725.02 | 31891028.1 | 33553753.12 | 0205 | FTTx IBD MUMB0205 Patel Sadan | 3319692 | S&I SIMPLEX PLUG,F/40MM HDPE DUCT | 60 | EA - each | 49 | 2940 | CHARGES FOR SUPPLYING AND FIXING OF SIMPLEX PLUG FOR 40 MM HDPE DUCT# | 0
98 | 98 | WORK CHANGE ORDER | 630108053 | 3 | 18.02.2021 | 1662725.02 | 31891028.1 | 33553753.12 | 0207 | FTTx IBD MUMB0207 Cawas House | 3293883 | CHRG;SHALLOW TRENCH 40 OR 48MM 7WAY DUCT | 50 | 50 M - Meter | 160 | 8000 | EXCAVATION OF SHALLOW TRENCHES MANUALLY/CHIPPING/SLITTING UPTO A DEPTH OF 300 MM, WIDE UP TO 100 MM IN ASPHALT / CONCRETE / TILED SURFACE, LAYING 1 X 40 MM / 1 X 7 | 0
99 | 99 | WORK CHANGE ORDER | 630108053 | 3 | 18.02.2021 | 1662725.02 | 31891028.1 | 33553753.12 | 0207 | FTTx IBD MUMB0207 Cawas House | 3314515 | CHRG:SHALLOW TREN 40MM DUCT W/2 NOS | 50 | 50 M - Meter | 160 | 8000 | EXCAVATION OF SHALLOW TRENCHES MANUALLY/CHIPPING/SLITTING IN ASPHALT / CONCRETE / TILED SURFACE, LAYING 2 NOS 40 MM DUCT AND FILLING THE COMPLETE DEPTH, INCLUDING | 0
100 | 100 | WORK CHANGE ORDER | 630108053 | 3 | 18.02.2021 | 1662725.02 | 31891028.1 | 33553753.12 | 0207 | FTTx IBD MUMB0207 Cawas House | 3293878 | CHRG;CLAMPING-1X40MM/1X7WAY MICRO DUCT | 100 | 100M - Meter | 49 | 4900 | CLAMPING OF THE DUCTS 1 X 40 MM / 1 X 7 WAY MICRO DUCT ( 48 MM OD ) ALONG THE WALL WITH THE HELP OF CLAMPING AT EVERY 1 M C/C# | 0
101 | 101 | WORK CHANGE ORDER | 630108053 | 3 | 18.02.2021 | 1662725.02 | 31891028.1 | 33553753.12 | 0207 | FTTx IBD MUMB0207 Cawas House | 3292713 | CHRGS FOR TRANS&INST OF ADSS CABLE-96F | 500 | 500M - Meter | 40 | 20000 | CHARGES FOR TRANSPORTATION & INSTALLATION OF ADSS CABLE- EIC - 96F# | 0
102 | 102 | WORK CHANGE ORDER | 630108053 | 3 | 18.02.2021 | 1662725.02 | 31891028.1 | 33553753.12 | 0207 | FTTx IBD MUMB0207 Cawas House | 3294064 | INSTALLATION 48 F ADSS / FIG 8 CABLE | 1000 | 1,000 | 34 | 34000 | INSTALLATION OF THE AERIAL CABLE (48 F ADSS / FIG 8 ) ALONG WITH THE ACCESSORIES. RATE INCLUDES SURVEY COST AND LOCAL LIASIONING CHARGES. | 0
103 | 103 | WORK CHANGE ORDER | 630108053 | 3 | 18.02.2021 | 1662725.02 | 31891028.1 | 33553753.12 | 0207 | FTTx IBD MUMB0207 Cawas House | 3294065 | INSTALLATION12F ADSS / FIG 8 CABLE | 1500 | 1,500 | 24 | 36000 | INSTALLATION OF THE AERIAL CABLE (12 F ADSS / FIG 8 ) ALONG WITH THE ACCESSORIES. RATE INCLUDES SURVEY COST AND LOCAL LIASIONING CHARGES. | 0
104 | 104 | WORK CHANGE ORDER | 630108053 | 3 | 18.02.2021 | 1662725.02 | 31891028.1 | 33553753.12 | 0207 | FTTx IBD MUMB0207 Cawas House | 3294710 | INSTALLATION 6F ADSS / FIG 8 CABLE | 500 | M - Meter | 19 | 9500 | INSTALLATION OF THE AERIAL CABLE (6 F ADSS / FIG 8 ) ALONG WITH THE ACCESSORIES. RATE INCLUDES SURVEY COST AND LOCAL LIASIONING CHARGES. # | 0
105 | 105 | WORK CHANGE ORDER | 630108053 | 3 | 18.02.2021 | 1662725.02 | 31891028.1 | 33553753.12 | 0207 | FTTx IBD MUMB0207 Cawas House | 3252599 | BLOWING OF 96F | 500 | M - Meter | 15 | 7500 | CHARGES FOR BLOWING OF 96F FIBRE. | 0
106 | 106 | WORK CHANGE ORDER | 630108053 | 3 | 18.02.2021 | 1662725.02 | 31891028.1 | 33553753.12 | 0207 | FTTx IBD MUMB0207 Cawas House | 3294262 | BLOWING / PULLING-48 F | 700 | M - Meter | 10 | 7000 | PULLING/BLOWING OF OFC- 48 F INCLUDING ALL MATERIALS, LABOUR, TOOLS, TACKLES, ETC.. # | 0
107 | 107 | WORK CHANGE ORDER | 630108053 | 3 | 18.02.2021 | 1662725.02 | 31891028.1 | 33553753.12 | 0207 | FTTx IBD MUMB0207 Cawas House | 3294264 | BLOWING / PULLING-12 F | 2000 | 2,000 | 7 | 14000 | PULLING/BLOWING OF OFC-12F INCLUDING ALL MATERIALS, LABOUR, TOOLS, TACKLES, ETC.. # | 0
108 | 108 | WORK CHANGE ORDER | 630108053 | 3 | 18.02.2021 | 1662725.02 | 31891028.1 | 33553753.12 | 0207 | FTTx IBD MUMB0207 Cawas House | 3294265 | BLOWING / PULLING-6 F | 1000 | 1,000 | 5 | 5000 | PULLING/BLOWING OF OFC-6F INCLUDING ALL MATERIALS, LABOUR, TOOLS, TACKLES, ETC.. # | 0
109 | 109 | WORK CHANGE ORDER | 630108053 | 3 | 18.02.2021 | 1662725.02 | 31891028.1 | 33553753.12 | 0207 | FTTx IBD MUMB0207 Cawas House | 3291570 | INSTLTN OF ACCESS CHAMBER 750X400X500 MM | 2 | 2 EA - each | 2328 | 4656 | INSTALLATION OF ACCESS CHAMBERS - SIZE - 750X400X500 MM DEEP.#INCLUDING COVER & LIFTING OF ACCESS CHAMBER-UPTO 50KMS INCLUDING HANDLING ,#EXCAVATION & | 0
110 | 110 | WORK CHANGE ORDER | 630108053 | 3 | 18.02.2021 | 1662725.02 | 31891028.1 | 33553753.12 | 0207 | FTTx IBD MUMB0207 Cawas House | 3314518 | INST OF PULLING CHAMBER 400X400X500MM | 10 | 10 EA - each | 970 | 9700 | INSTALLATION OF PULLING CHAMBERS - SIZE - 400X400X500 MM DEEP ; INCLUDING COVER .#EXCAVATION & BACKFILLING OF PITS ETC AS PER DRAWINGS , SPECIFICATIONS#AND AS | 0
111 | 111 | WORK CHANGE ORDER | 630108053 | 3 | 18.02.2021 | 1662725.02 | 31891028.1 | 33553753.12 | 0207 | FTTx IBD MUMB0207 Cawas House | 3294239 | CHRG;REINST,TRENCH,PCC-1:2:4,GRAVEL 20MM | 1 | 1 M3 - Cubic meter | 5335 | 5335 | CHARGES FOR REINSTATEMENT OF THE TRENCHES / PITS INCLUDING ALL MATERIALS , LABOUR, TOOLS TACKES ETC..BY PCC -1:2:4 GRAVEL SIZE - 20 MM & CURING FOR 7 DAYS. THIS ITEM | 0
112 | 112 | WORK CHANGE ORDER | 630108053 | 3 | 18.02.2021 | 1662725.02 | 31891028.1 | 33553753.12 | 0207 | FTTx IBD MUMB0207 Cawas House | 3291785 | RSTRTN EXCVTD SURFACE- W/COLD BITUMEN | 10 | 10 M - Meter | 1000 | 10000 | CHARGES FOR RESTORATION OF THE EXCAVATED SURFACES USING THE COLD BITUMEN INCLUDING PROPER COMPACTION ETC. ALL COMPLETE INCLUDING ALL MATERIALS TOOLS TACKLES | 0
113 | 113 | WORK CHANGE ORDER | 630108053 | 3 | 18.02.2021 | 1662725.02 | 31891028.1 | 33553753.12 | 0207 | FTTx IBD MUMB0207 Cawas House | 3291786 | RSTRTN EXCVTD SURFACES-W/ HOT BITUMEN | 10 | 10 M - Meter | 383 | 3830 | CHARGES FOR RESTORATION OF THE EXCAVATED SURFACES USING THE HOT BITUMEN INCLUDING PROPER COMPACTION ETC. ALL COMPLETE INCLUDING ALL MATERIALS TOOLS TACKLES | 0
114 | 114 | WORK CHANGE ORDER | 630108053 | 3 | 18.02.2021 | 1662725.02 | 31891028.1 | 33553753.12 | 0207 | FTTx IBD MUMB0207 Cawas House | 3290664 | CHRG F/RESTORATN OF SURF ;W/EXT TILES | 30 | 30 M - Meter | 286 | 8580 | CHARGES FOR RESTORATION OF THE EXCAVATED SURFACES USING THE EXISTING TILES OVER 100 MM THICK CONCRETE BEDDING. THE COST TO INCLUDE THE COST OF THE TILES, | 0
115 | 115 | WORK CHANGE ORDER | 630108053 | 3 | 18.02.2021 | 1662725.02 | 31891028.1 | 33553753.12 | 0207 | FTTx IBD MUMB0207 Cawas House | 3291784 | RSTRTN EXCVTD SURFACE-W/ PAVER BLOCK | 30 | 30 M - Meter | 631 | 18930 | CHARGES FOR RESTORATION OF THE EXCAVATED SURFACE USING NEW INTER LOCKING PAVER BLOCK OVER 100 MM THICK CONCRETE BEDDING. THE COST TO INCLUDE THE COST OF THE | 0
116 | 116 | WORK CHANGE ORDER | 630108053 | 3 | 18.02.2021 | 1662725.02 | 31891028.1 | 33553753.12 | 0207 | FTTx IBD MUMB0207 Cawas House | 3291783 | RESTORATION OF EXCV SURFACE-W/KOTA STONE | 10 | 10 M - Meter | 550 | 5500 | CHARGES FOR RESTORATION OF THE EXCAVATED SURFACE USING NEW KOTA STONE OVER 100 MM THICK CONCRETE BEDDING. THE COST TO INCLUDE THE COST OF THE KOTA STONE , | 0
117 | 117 | WORK CHANGE ORDER | 630108053 | 3 | 18.02.2021 | 1662725.02 | 31891028.1 | 33553753.12 | 0207 | FTTx IBD MUMB0207 Cawas House | 3290665 | CHRG F/RESTORATN OF SURF ;W/CHEQUED TILE | 30 | 30 M - Meter | 419 | 12570 | CHARGES FOR RESTORATION OF THE EXCAVATED SURFACE USING NEW INTER CHEQUERED TILE OVER 100 MM THICK CONCRETE BEDDING. THE COST TO INCLUDE THE COST OF THE KOTA | 0
118 | 118 | WORK CHANGE ORDER | 630108053 | 3 | 18.02.2021 | 1662725.02 | 31891028.1 | 33553753.12 | 0207 | FTTx IBD MUMB0207 Cawas House | 3171149 | S/FIXING PVC CONDUIT 25 MM | 1000 | 1,000 | 60 | 60000 | S/FIXING PVC CONDUIT 25MM | 0
119 | 119 | WORK CHANGE ORDER | 630108053 | 3 | 18.02.2021 | 1662725.02 | 31891028.1 | 33553753.12 | 0207 | FTTx IBD MUMB0207 Cawas House | 3171151 | S/FIXING PVC CONDUIT 40 MM | 600 | M - Meter | 111 | 66600 | S/FIXING PVC CONDUIT 40 MM | 0
120 | 120 | WORK CHANGE ORDER | 630108053 | 3 | 18.02.2021 | 1662725.02 | 31891028.1 | 33553753.12 | 0207 | FTTx IBD MUMB0207 Cawas House | 3318608 | S&I 25MM PVC CONDUIT USING SCAFFOLDING | 100 | 100M - Meter | 133 | 13300 | SUPPLY AND INSTALLATION OF 25MM OUTER DIA CONDUIT ON EXTERNAL WALL WITH THE HELP OF JHOOLA HOLDING INCLUDING MANPOWER, COUPLERS, BENDS, TEES, SADDLES, CLAMPS, | 0
121 | 121 | WORK CHANGE ORDER | 630108053 | 3 | 18.02.2021 | 1662725.02 | 31891028.1 | 33553753.12 | 0207 | FTTx IBD MUMB0207 Cawas House | 3318609 | S&I 40MM PVC CONDUIT USING SCAFFOLDING | 100 | 100M - Meter | 188 | 18800 | SUPPLY AND INSTALLATION OF 40MM OUTER DIA CONDUIT ON EXTERNAL WALL WITH THE HELP OF JHOOLA HOLDING INCLUDING MANPOWER, COUPLERS, BENDS, TEES, SADDLES, CLAMPS, | 0
122 | 122 | WORK CHANGE ORDER | 630108053 | 3 | 18.02.2021 | 1662725.02 | 31891028.1 | 33553753.12 | 0207 | FTTx IBD MUMB0207 Cawas House | 3206508 | SUP&LAY FLEX PVC CONDUIT DIA 25MM | 200 | M - Meter | 71 | 14200 | Supplying and laying of following sizes of flexible PVC conduit along with conduit accessories complete as required. | 0
123 | 123 | WORK CHANGE ORDER | 630108053 | 3 | 18.02.2021 | 1662725.02 | 31891028.1 | 33553753.12 | 0207 | FTTx IBD MUMB0207 Cawas House | 3206510 | SUP&LAY FLEX PVC CONDUIT DIA 40MM | 150 | M - Meter | 116 | 17400 | Supplying and laying of following sizes of flexible PVC conduit along with conduit | 0
124 | 124 | WORK CHANGE ORDER | 630108053 | 3 | 18.02.2021 | 1662725.02 | 31891028.1 | 33553753.12 | 0207 | FTTx IBD MUMB0207 Cawas House | 3318971 | S&I 25MM FLEXI PVC CONDUIT W/SCAFFOLDING | 100 | 100M - Meter | 144 | 14400 | SUPPLY AND INSTALLATION OF 25MM DIA REINFORCED FLEXIBLE CONDUIT ON EXTERNAL WALL WITH THE HELP OF JHOOLA HOLDING INCLUDING MANPOWER, COUPLERS, BENDS, TEES, | 0
125 | 125 | WORK CHANGE ORDER | 630108053 | 3 | 18.02.2021 | 1662725.02 | 31891028.1 | 33553753.12 | 0207 | FTTx IBD MUMB0207 Cawas House | 3318972 | S&I 40MM FLEXI PVC CONDUIT W/SCAFFOLDING | 100 | 100M - Meter | 194 | 19400 | SUPPLY AND INSTALLATION OF 40MM DIA REINFORCED FLEXIBLE CONDUIT ON EXTERNAL WALL WITH THE HELP OF JHOOLA HOLDING INCLUDING MANPOWER, COUPLERS, BENDS, TEES, | 0
126 | 126 | WORK CHANGE ORDER | 630108053 | 3 | 18.02.2021 | 1662725.02 | 31891028.1 | 33553753.12 | 0207 | FTTx IBD MUMB0207 Cawas House | 3319687 | P&F PVC JUNCTION BOX 40MM,4-WAY | 150 | EA - each | 30 | 4500 | CHARGES FOR SUPPLYING AND FIXING OF PVC JUNCTION BOX 40MM,FOUR WAY IN REQUIRED POSITION ALONG THE LINE OF PVC CONDUIT# | 0
127 | 127 | WORK CHANGE ORDER | 630108053 | 3 | 18.02.2021 | 1662725.02 | 31891028.1 | 33553753.12 | 0207 | FTTx IBD MUMB0207 Cawas House | 3319688 | P&F PVC JUNCTION BOX 40MM,3-WAY | 150 | EA - each | 30 | 4500 | CHARGES FOR SUPPLYING AND FIXING OF PVC JUNCTION BOX 40MM,THREE WAY IN REQUIRED POSITION ALONG THE LINE OF PVC CONDUIT# | 0
128 | 128 | WORK CHANGE ORDER | 630108053 | 3 | 18.02.2021 | 1662725.02 | 31891028.1 | 33553753.12 | 0207 | FTTx IBD MUMB0207 Cawas House | 3192918 | CHRG:S/F:PVC JUNCTION BOX 25MM,4-WAY | 150 | 150EA - each | 19 | 2850 | CHARGES FOR SUPPLYING AND FIXING OF PVC JUNCTION BOX | 0
129 | 129 | WORK CHANGE ORDER | 630108053 | 3 | 18.02.2021 | 1662725.02 | 31891028.1 | 33553753.12 | 0207 | FTTx IBD MUMB0207 Cawas House | 3192917 | CHRG:S/F:PVC JUNCTION BOX 25MM,3-WAY | 150 | 150EA - each | 19 | 2850 | CHARGES FOR SUPPLYING AND FIXING OF PVC JUNCTION BOX | 0
130 | 130 | WORK CHANGE ORDER | 630108053 | 3 | 18.02.2021 | 1662725.02 | 31891028.1 | 33553753.12 | 0207 | FTTx IBD MUMB0207 Cawas House | 3259755 | INSTALLATION OF FDC | 15 | EA - each | 49 | 735 | Installation of Fibre Distribution Cabinet | 0
131 | 131 | WORK CHANGE ORDER | 630108053 | 3 | 18.02.2021 | 1662725.02 | 31891028.1 | 33553753.12 | 0207 | FTTx IBD MUMB0207 Cawas House | 3294022 | INSTALLATION OF FAT (WALL/POLE MOUNTED) | 50 | 50 EA - each | 49 | 2450 | INSTALLATION OF FIBRE ACCESS TERMINAL (WALL/POLE MOUNTED)# | 0
132 | 132 | WORK CHANGE ORDER | 630108053 | 3 | 18.02.2021 | 1662725.02 | 31891028.1 | 33553753.12 | 0207 | FTTx IBD MUMB0207 Cawas House | 3293902 | INSTALLATION LEVEL 1 ( S1 ) SPLITTER | 20 | EA - each | 49 | 980 | INSTALLATION OF FREE ISSUED SPLITTER AT SUGGESTED LOCATION INCLUDING ALL MANPOWER, TOOLS TACKLES, HARDWARES ETC. COMPLETE AS PER THE DRG AND DIRECTION OF | 0
133 | 133 | WORK CHANGE ORDER | 630108053 | 3 | 18.02.2021 | 1662725.02 | 31891028.1 | 33553753.12 | 0207 | FTTx IBD MUMB0207 Cawas House | 3293903 | INSTALLATION LEVEL 2 ( S2 ) SPLITTER | 160 | EA - each | 49 | 7840 | INSTALLATION OF FREE ISSUED SPLITTER AT SUGGESTED LOCATION INCLUDING ALL MANPOWER, TOOLS TACKLES, HARDWARES ETC. COMPLETE AS PER THE DRG AND DIRECTION OF | 0
134 | 134 | WORK CHANGE ORDER | 630108053 | 3 | 18.02.2021 | 1662725.02 | 31891028.1 | 33553753.12 | 0207 | FTTx IBD MUMB0207 Cawas House | 3252601 | SPLICING,JOINTING & TERMINATION-48F | 500 | 500.000 NOS - No. | 112 | 56000 | CHARGES FOR SPLICING,JOINTING & TERMINATION OF 48F FIBRE. | 0
135 | 135 | WORK CHANGE ORDER | 630108053 | 3 | 18.02.2021 | 1662725.02 | 31891028.1 | 33553753.12 | 0207 | FTTx IBD MUMB0207 Cawas House | 3252602 | SPLICING,JOINTING & TERMINATION-96F | 192 | 192.000 NOS - No. | 112 | 21504 | CHARGES FOR SPLICING,JOINTING & TERMINATION OF 96F FIBRE. | 0
136 | 136 | WORK CHANGE ORDER | 630108053 | 3 | 18.02.2021 | 1662725.02 | 31891028.1 | 33553753.12 | 0207 | FTTx IBD MUMB0207 Cawas House | 3300512 | SPLICING & TERM OFC,FIXED COST/DAY | 10 | EA - each | 2425 | 24250 | OFC SPLICING&TERMINATION-FIXED COST/DAY#JOB INVOLVES: 1) SPLICING & TERMINATION OF OFC CABLE AS DIRECTED BY EIC. 2) ALL TOOLS AND TACKLES, PPES, CONSUMABLES ARE IN | 0
137 | 137 | WORK CHANGE ORDER | 630108053 | 3 | 18.02.2021 | 1662725.02 | 31891028.1 | 33553753.12 | 0207 | FTTx IBD MUMB0207 Cawas House | 3098777 | A11102-SELF ADHESIVE LABELS | 400 | 400.000 | 10 | 4000 | 420 | 0
138 | 138 | WORK CHANGE ORDER | 630108053 | 3 | 18.02.2021 | 1662725.02 | 31891028.1 | 33553753.12 | 0207 | FTTx IBD MUMB0207 Cawas House | 3295194 | PREPARATION OF AS BUILT DRAWINGS SBP | 15 | 15 EA - each | 194 | 2910 | AS-BUILT DRAWING FOR ALL WORKS PERFORMED AS PER SCOPE | 0
139 | 139 | WORK CHANGE ORDER | 630108053 | 3 | 18.02.2021 | 1662725.02 | 31891028.1 | 33553753.12 | 0207 | FTTx IBD MUMB0207 Cawas House | 3111341 | DISPOSAL OF WASTE MATERIALS DEBRIS ETC. | 15 | 15.000 NOS - No. | 679 | 10185 | Collection & disposal of various kinds of unwanted materials / debris | 0
140 | 140 | WORK CHANGE ORDER | 630108053 | 3 | 18.02.2021 | 1662725.02 | 31891028.1 | 33553753.12 | 0207 | FTTx IBD MUMB0207 Cawas House | 3295891 | MATERIAL STORAGE & SECONDARY TRNSPT | 15 | 15 EA - each | 485 | 7275 | STORAGE AND SECONDARY TRANSPORTATION OF FIM MATERIAL TO BUILDINGS, TO BE CALCULATED PER BUILDING# | 0
141 | 141 | WORK CHANGE ORDER | 630108053 | 3 | 18.02.2021 | 1662725.02 | 31891028.1 | 33553753.12 | 0207 | FTTx IBD MUMB0207 Cawas House | 3295897 | CHRG: PRE EXECUTION BUILDING SURVEY | 15 | 15 EA - each | 290 | 4350 | PRE EXECUTION BUILDING SURVEY:#THIS IS BUILDING SURVEY BEFORE DEPLOYMENT INSIDE BUILDING DEPLOYMENT/CONSTRUCTION INCLUDES LAYING OF CONDUITS AND OTHER ODN | 0
142 | 142 | WORK CHANGE ORDER | 630108053 | 3 | 18.02.2021 | 1662725.02 | 31891028.1 | 33553753.12 | 0207 | FTTx IBD MUMB0207 Cawas House | 3318382 | CHRG DRILLING OF HOLE 25MM IN BRICK WALL | 50 | 50 EA - each | 82 | 4100 | CHARGES FOR DRILLING HOLES OF DIAMETER 25MM IN BRICK WALL WITH PROPER DRILL MACHINE AND REINSTATEMENT AFTER CONDUITING TO ENSURE WATER PROOFING OF HOLE.# | 0
143 | 143 | WORK CHANGE ORDER | 630108053 | 3 | 18.02.2021 | 1662725.02 | 31891028.1 | 33553753.12 | 0207 | FTTx IBD MUMB0207 Cawas House | 3318381 | CHRG DRILLING OF HOLE 40MM IN BRICK WALL | 50 | 50 EA - each | 131 | 6550 | CHARGES FOR DRILLING HOLES OF DIAMETER 40MM IN BRICK WALL WITH PROPER DRILL MACHINE AND REINSTATEMENT AFTER CONDUITING TO ENSURE WATER PROOFING OF HOLE.# | 0
144 | 144 | WORK CHANGE ORDER | 630108053 | 3 | 18.02.2021 | 1662725.02 | 31891028.1 | 33553753.12 | 0207 | FTTx IBD MUMB0207 Cawas House | 3318200 | CHRG DRILLING OF HOLE 25MM DIA IN RCC | 50 | 50 EA - each | 131 | 6550 | CHARGES FOR DRILLING HOLES OF DIAMETER 25MM IN RCC WITH PROPER DRILL MACHINE AND REINSTATEMENT AFTER CONDUITING TO ENSURE WATER PROOFING OF HOLE.# | 0
145 | 145 | WORK CHANGE ORDER | 630108053 | 3 | 18.02.2021 | 1662725.02 | 31891028.1 | 33553753.12 | 0207 | FTTx IBD MUMB0207 Cawas House | 3297469 | CHRG:DRILLING OF HOLE 40MM DIA IN RCC | 50 | 50 EA - each | 165 | 8250 | CHARGES FOR DRILLING HOLES OF DIAMETER ~40MM IN RCC WITH PROPER DRILL MACHINE AND REINSTATEMENT AFTER CONDUITING TO ENSURE WATER PROOFING OF HOLE. | 0
146 | 146 | WORK CHANGE ORDER | 630108053 | 3 | 18.02.2021 | 1662725.02 | 31891028.1 | 33553753.12 | 0207 | FTTx IBD MUMB0207 Cawas House | 3319692 | S&I SIMPLEX PLUG,F/40MM HDPE DUCT | 60 | EA - each | 49 | 2940 | CHARGES FOR SUPPLYING AND FIXING OF SIMPLEX PLUG FOR 40 MM HDPE DUCT# | 0
147 | 147 | WORK CHANGE ORDER | 630108053 | 3 | 18.02.2021 | 1662725.02 | 31891028.1 | 33553753.12 | 0208 | FTTx IBD MUMB0208 Archana | 3293883 | CHRG;SHALLOW TRENCH 40 OR 48MM 7WAY DUCT | 50 | 50 M - Meter | 160 | 8000 | EXCAVATION OF SHALLOW TRENCHES MANUALLY/CHIPPING/SLITTING UPTO A DEPTH OF 300 MM, WIDE UP TO 100 MM IN ASPHALT / CONCRETE / TILED SURFACE, LAYING 1 X 40 MM / 1 X 7 | 0
148 | 148 | WORK CHANGE ORDER | 630108053 | 3 | 18.02.2021 | 1662725.02 | 31891028.1 | 33553753.12 | 0208 | FTTx IBD MUMB0208 Archana | 3314515 | CHRG:SHALLOW TREN 40MM DUCT W/2 NOS | 50 | 50 M - Meter | 160 | 8000 | EXCAVATION OF SHALLOW TRENCHES MANUALLY/CHIPPING/SLITTING IN ASPHALT / CONCRETE / TILED SURFACE, LAYING 2 NOS 40 MM DUCT AND FILLING THE COMPLETE DEPTH, INCLUDING | 0
149 | 149 | WORK CHANGE ORDER | 630108053 | 3 | 18.02.2021 | 1662725.02 | 31891028.1 | 33553753.12 | 0208 | FTTx IBD MUMB0208 Archana | 3293878 | CHRG;CLAMPING-1X40MM/1X7WAY MICRO DUCT | 100 | 100M - Meter | 49 | 4900 | CLAMPING OF THE DUCTS 1 X 40 MM / 1 X 7 WAY MICRO DUCT ( 48 MM OD ) ALONG THE WALL WITH THE HELP OF CLAMPING AT EVERY 1 M C/C# | 0
150 | 150 | WORK CHANGE ORDER | 630108053 | 3 | 18.02.2021 | 1662725.02 | 31891028.1 | 33553753.12 | 0208 | FTTx IBD MUMB0208 Archana | 3292713 | CHRGS FOR TRANS&INST OF ADSS CABLE-96F | 500 | 500M - Meter | 40 | 20000 | CHARGES FOR TRANSPORTATION & INSTALLATION OF ADSS CABLE- EIC - 96F# | 0
151 | 151 | WORK CHANGE ORDER | 630108053 | 3 | 18.02.2021 | 1662725.02 | 31891028.1 | 33553753.12 | 0208 | FTTx IBD MUMB0208 Archana | 3294064 | INSTALLATION 48 F ADSS / FIG 8 CABLE | 1000 | 1,000 | 34 | 34000 | INSTALLATION OF THE AERIAL CABLE (48 F ADSS / FIG 8 ) ALONG WITH THE ACCESSORIES. RATE INCLUDES SURVEY COST AND LOCAL LIASIONING CHARGES. | 0
152 | 152 | WORK CHANGE ORDER | 630108053 | 3 | 18.02.2021 | 1662725.02 | 31891028.1 | 33553753.12 | 0208 | FTTx IBD MUMB0208 Archana | 3294065 | INSTALLATION12F ADSS / FIG 8 CABLE | 1500 | 1,500 | 24 | 36000 | INSTALLATION OF THE AERIAL CABLE (12 F ADSS / FIG 8 ) ALONG WITH THE ACCESSORIES. RATE INCLUDES SURVEY COST AND LOCAL LIASIONING CHARGES. | 0
153 | 153 | WORK CHANGE ORDER | 630108053 | 3 | 18.02.2021 | 1662725.02 | 31891028.1 | 33553753.12 | 0208 | FTTx IBD MUMB0208 Archana | 3294710 | INSTALLATION 6F ADSS / FIG 8 CABLE | 500 | M - Meter | 19 | 9500 | INSTALLATION OF THE AERIAL CABLE (6 F ADSS / FIG 8 ) ALONG WITH THE ACCESSORIES. RATE INCLUDES SURVEY COST AND LOCAL LIASIONING CHARGES. # | 0
154 | 154 | WORK CHANGE ORDER | 630108053 | 3 | 18.02.2021 | 1662725.02 | 31891028.1 | 33553753.12 | 0208 | FTTx IBD MUMB0208 Archana | 3252599 | BLOWING OF 96F | 500 | M - Meter | 15 | 7500 | CHARGES FOR BLOWING OF 96F FIBRE. | 0
155 | 155 | WORK CHANGE ORDER | 630108053 | 3 | 18.02.2021 | 1662725.02 | 31891028.1 | 33553753.12 | 0208 | FTTx IBD MUMB0208 Archana | 3294262 | BLOWING / PULLING-48 F | 700 | M - Meter | 10 | 7000 | PULLING/BLOWING OF OFC- 48 F INCLUDING ALL MATERIALS, LABOUR, TOOLS, TACKLES, ETC.. # | 0
156 | 156 | WORK CHANGE ORDER | 630108053 | 3 | 18.02.2021 | 1662725.02 | 31891028.1 | 33553753.12 | 0208 | FTTx IBD MUMB0208 Archana | 3294264 | BLOWING / PULLING-12 F | 2000 | 2,000 | 7 | 14000 | PULLING/BLOWING OF OFC-12F INCLUDING ALL MATERIALS, LABOUR, TOOLS, TACKLES, ETC.. # | 0
157 | 157 | WORK CHANGE ORDER | 630108053 | 3 | 18.02.2021 | 1662725.02 | 31891028.1 | 33553753.12 | 0208 | FTTx IBD MUMB0208 Archana | 3294265 | BLOWING / PULLING-6 F | 1000 | 1,000 | 5 | 5000 | PULLING/BLOWING OF OFC-6F INCLUDING ALL MATERIALS, LABOUR, TOOLS, TACKLES, ETC.. # | 0
158 | 158 | WORK CHANGE ORDER | 630108053 | 3 | 18.02.2021 | 1662725.02 | 31891028.1 | 33553753.12 | 0208 | FTTx IBD MUMB0208 Archana | 3291570 | INSTLTN OF ACCESS CHAMBER 750X400X500 MM | 2 | 2 EA - each | 2328 | 4656 | INSTALLATION OF ACCESS CHAMBERS - SIZE - 750X400X500 MM DEEP.#INCLUDING COVER & LIFTING OF ACCESS CHAMBER-UPTO 50KMS INCLUDING HANDLING ,#EXCAVATION & | 0
159 | 159 | WORK CHANGE ORDER | 630108053 | 3 | 18.02.2021 | 1662725.02 | 31891028.1 | 33553753.12 | 0208 | FTTx IBD MUMB0208 Archana | 3314518 | INST OF PULLING CHAMBER 400X400X500MM | 10 | 10 EA - each | 970 | 9700 | INSTALLATION OF PULLING CHAMBERS - SIZE - 400X400X500 MM DEEP ; INCLUDING COVER .#EXCAVATION & BACKFILLING OF PITS ETC AS PER DRAWINGS , SPECIFICATIONS#AND AS | 0
160 | 160 | WORK CHANGE ORDER | 630108053 | 3 | 18.02.2021 | 1662725.02 | 31891028.1 | 33553753.12 | 0208 | FTTx IBD MUMB0208 Archana | 3294239 | CHRG;REINST,TRENCH,PCC-1:2:4,GRAVEL 20MM | 1 | 1 M3 - Cubic meter | 5335 | 5335 | CHARGES FOR REINSTATEMENT OF THE TRENCHES / PITS INCLUDING ALL MATERIALS , LABOUR, TOOLS TACKES ETC..BY PCC -1:2:4 GRAVEL SIZE - 20 MM & CURING FOR 7 DAYS. THIS ITEM | 0
161 | 161 | WORK CHANGE ORDER | 630108053 | 3 | 18.02.2021 | 1662725.02 | 31891028.1 | 33553753.12 | 0208 | FTTx IBD MUMB0208 Archana | 3291785 | RSTRTN EXCVTD SURFACE- W/COLD BITUMEN | 10 | 10 M - Meter | 1000 | 10000 | CHARGES FOR RESTORATION OF THE EXCAVATED SURFACES USING THE COLD BITUMEN INCLUDING PROPER COMPACTION ETC. ALL COMPLETE INCLUDING ALL MATERIALS TOOLS TACKLES | 0
162 | 162 | WORK CHANGE ORDER | 630108053 | 3 | 18.02.2021 | 1662725.02 | 31891028.1 | 33553753.12 | 0208 | FTTx IBD MUMB0208 Archana | 3291786 | RSTRTN EXCVTD SURFACES-W/ HOT BITUMEN | 10 | 10 M - Meter | 383 | 3830 | CHARGES FOR RESTORATION OF THE EXCAVATED SURFACES USING THE HOT BITUMEN INCLUDING PROPER COMPACTION ETC. ALL COMPLETE INCLUDING ALL MATERIALS TOOLS TACKLES | 0
163 | 163 | WORK CHANGE ORDER | 630108053 | 3 | 18.02.2021 | 1662725.02 | 31891028.1 | 33553753.12 | 0208 | FTTx IBD MUMB0208 Archana | 3290664 | CHRG F/RESTORATN OF SURF ;W/EXT TILES | 30 | 30 M - Meter | 286 | 8580 | CHARGES FOR RESTORATION OF THE EXCAVATED SURFACES USING THE EXISTING TILES OVER 100 MM THICK CONCRETE BEDDING. THE COST TO INCLUDE THE COST OF THE TILES, | 0
164 | 164 | WORK CHANGE ORDER | 630108053 | 3 | 18.02.2021 | 1662725.02 | 31891028.1 | 33553753.12 | 0208 | FTTx IBD MUMB0208 Archana | 3291784 | RSTRTN EXCVTD SURFACE-W/ PAVER BLOCK | 30 | 30 M - Meter | 631 | 18930 | CHARGES FOR RESTORATION OF THE EXCAVATED SURFACE USING NEW INTER LOCKING PAVER BLOCK OVER 100 MM THICK CONCRETE BEDDING. THE COST TO INCLUDE THE COST OF THE | 0
165 | 165 | WORK CHANGE ORDER | 630108053 | 3 | 18.02.2021 | 1662725.02 | 31891028.1 | 33553753.12 | 0208 | FTTx IBD MUMB0208 Archana | 3291783 | RESTORATION OF EXCV SURFACE-W/KOTA STONE | 10 | 10 M - Meter | 550 | 5500 | CHARGES FOR RESTORATION OF THE EXCAVATED SURFACE USING NEW KOTA STONE OVER 100 MM THICK CONCRETE BEDDING. THE COST TO INCLUDE THE COST OF THE KOTA STONE , | 0
166 | 166 | WORK CHANGE ORDER | 630108053 | 3 | 18.02.2021 | 1662725.02 | 31891028.1 | 33553753.12 | 0208 | FTTx IBD MUMB0208 Archana | 3290665 | CHRG F/RESTORATN OF SURF ;W/CHEQUED TILE | 30 | 30 M - Meter | 419 | 12570 | CHARGES FOR RESTORATION OF THE EXCAVATED SURFACE USING NEW INTER CHEQUERED TILE OVER 100 MM THICK CONCRETE | 0
167 | 167 | WORK CHANGE ORDER | 630108053 | 3 | 18.02.2021 | 1662725.02 | 31891028.1 | 33553753.12 | 0208 | FTTx IBD MUMB0208 Archana | 3171149 | S/FIXING PVC CONDUIT 25 MM | 1000 | 1,000 | 60 | 60000 | S/FIXING PVC CONDUIT 25MM | 0
168 | 168 | WORK CHANGE ORDER | 630108053 | 3 | 18.02.2021 | 1662725.02 | 31891028.1 | 33553753.12 | 0208 | FTTx IBD MUMB0208 Archana | 3171151 | S/FIXING PVC CONDUIT 40 MM | 600 | M - Meter | 111 | 66600 | S/FIXING PVC CONDUIT 40 MM | 0
169 | 169 | WORK CHANGE ORDER | 630108053 | 3 | 18.02.2021 | 1662725.02 | 31891028.1 | 33553753.12 | 0208 | FTTx IBD MUMB0208 Archana | 3318608 | S&I 25MM PVC CONDUIT USING SCAFFOLDING | 100 | 100M - Meter | 133 | 13300 | SUPPLY AND INSTALLATION OF 25MM OUTER DIA CONDUIT ON EXTERNAL WALL WITH THE HELP OF JHOOLA HOLDING INCLUDING MANPOWER, COUPLERS, BENDS, TEES, SADDLES, CLAMPS, | 0
170 | 170 | WORK CHANGE ORDER | 630108053 | 3 | 18.02.2021 | 1662725.02 | 31891028.1 | 33553753.12 | 0208 | FTTx IBD MUMB0208 Archana | 3318609 | S&I 40MM PVC CONDUIT USING SCAFFOLDING | 100 | 100M - Meter | 188 | 18800 | SUPPLY AND INSTALLATION OF 40MM OUTER DIA CONDUIT ON EXTERNAL WALL WITH THE HELP OF JHOOLA HOLDING INCLUDING MANPOWER, COUPLERS, BENDS, TEES, SADDLES, CLAMPS, | 0
171 | 171 | WORK CHANGE ORDER | 630108053 | 3 | 18.02.2021 | 1662725.02 | 31891028.1 | 33553753.12 | 0208 | FTTx IBD MUMB0208 Archana | 3206508 | SUP&LAY FLEX PVC CONDUIT DIA 25MM | 200 | M - Meter | 71 | 14200 | Supplying and laying of following sizes of flexible PVC conduit along with conduit accessories complete as required. | 0
172 | 172 | WORK CHANGE ORDER | 630108053 | 3 | 18.02.2021 | 1662725.02 | 31891028.1 | 33553753.12 | 0208 | FTTx IBD MUMB0208 Archana | 3206510 | SUP&LAY FLEX PVC CONDUIT DIA 40MM | 150 | M - Meter | 116 | 17400 | Supplying and laying of following sizes of flexible PVC conduit along with conduit | 0
173 | 173 | WORK CHANGE ORDER | 630108053 | 3 | 18.02.2021 | 1662725.02 | 31891028.1 | 33553753.12 | 0208 | FTTx IBD MUMB0208 Archana | 3318971 | S&I 25MM FLEXI PVC CONDUIT W/SCAFFOLDING | 100 | 100M - Meter | 144 | 14400 | SUPPLY AND INSTALLATION OF 25MM DIA REINFORCED FLEXIBLE CONDUIT ON EXTERNAL WALL WITH THE HELP OF JHOOLA HOLDING INCLUDING MANPOWER, COUPLERS, BENDS, TEES, | 0
174 | 174 | WORK CHANGE ORDER | 630108053 | 3 | 18.02.2021 | 1662725.02 | 31891028.1 | 33553753.12 | 0208 | FTTx IBD MUMB0208 Archana | 3318972 | S&I 40MM FLEXI PVC CONDUIT W/SCAFFOLDING | 100 | 100M - Meter | 194 | 19400 | SUPPLY AND INSTALLATION OF 40MM DIA REINFORCED FLEXIBLE CONDUIT ON EXTERNAL WALL WITH THE HELP OF JHOOLA HOLDING INCLUDING MANPOWER, COUPLERS, BENDS, TEES, | 0
175 | 175 | WORK CHANGE ORDER | 630108053 | 3 | 18.02.2021 | 1662725.02 | 31891028.1 | 33553753.12 | 0208 | FTTx IBD MUMB0208 Archana | 3319687 | P&F PVC JUNCTION BOX 40MM,4-WAY | 150 | EA - each | 30 | 4500 | CHARGES FOR SUPPLYING AND FIXING OF PVC JUNCTION BOX 40MM,FOUR WAY IN REQUIRED POSITION ALONG THE LINE OF PVC CONDUIT# | 0
176 | 176 | WORK CHANGE ORDER | 630108053 | 3 | 18.02.2021 | 1662725.02 | 31891028.1 | 33553753.12 | 0208 | FTTx IBD MUMB0208 Archana | 3319688 | P&F PVC JUNCTION BOX 40MM,3-WAY | 150 | EA - each | 30 | 4500 | CHARGES FOR SUPPLYING AND FIXING OF PVC JUNCTION BOX 40MM,THREE WAY IN REQUIRED POSITION ALONG THE LINE OF PVC CONDUIT# | 0
177 | 177 | WORK CHANGE ORDER | 630108053 | 3 | 18.02.2021 | 1662725.02 | 31891028.1 | 33553753.12 | 0208 | FTTx IBD MUMB0208 Archana | 3192918 | CHRG:S/F:PVC JUNCTION BOX 25MM,4-WAY | 150 | 150EA - each | 19 | 2850 | CHARGES FOR SUPPLYING AND FIXING OF PVC JUNCTION BOX | 0
178 | 178 | WORK CHANGE ORDER | 630108053 | 3 | 18.02.2021 | 1662725.02 | 31891028.1 | 33553753.12 | 0208 | FTTx IBD MUMB0208 Archana | 3192917 | CHRG:S/F:PVC JUNCTION BOX 25MM,3-WAY | 150 | 150EA - each | 19 | 2850 | CHARGES FOR SUPPLYING AND FIXING OF PVC JUNCTION BOX | 0
179 | 179 | WORK CHANGE ORDER | 630108053 | 3 | 18.02.2021 | 1662725.02 | 31891028.1 | 33553753.12 | 0208 | FTTx IBD MUMB0208 Archana | 3259755 | INSTALLATION OF FDC | 15 | EA - each | 49 | 735 | Installation of Fibre Distribution Cabinet | 0
180 | 180 | WORK CHANGE ORDER | 630108053 | 3 | 18.02.2021 | 1662725.02 | 31891028.1 | 33553753.12 | 0208 | FTTx IBD MUMB0208 Archana | 3294022 | INSTALLATION OF FAT (WALL/POLE MOUNTED) | 50 | 50 EA - each | 49 | 2450 | INSTALLATION OF FIBRE ACCESS TERMINAL (WALL/POLE MOUNTED)# | 0
181 | 181 | WORK CHANGE ORDER | 630108053 | 3 | 18.02.2021 | 1662725.02 | 31891028.1 | 33553753.12 | 0208 | FTTx IBD MUMB0208 Archana | 3293902 | INSTALLATION LEVEL 1 ( S1 ) SPLITTER | 20 | EA - each | 49 | 980 | INSTALLATION OF FREE ISSUED SPLITTER AT SUGGESTED LOCATION INCLUDING ALL MANPOWER, TOOLS TACKLES, HARDWARES ETC. COMPLETE AS PER THE DRG AND DIRECTION OF | 0
182 | 182 | WORK CHANGE ORDER | 630108053 | 3 | 18.02.2021 | 1662725.02 | 31891028.1 | 33553753.12 | 0208 | FTTx IBD MUMB0208 Archana | 3293903 | INSTALLATION LEVEL 2 ( S2 ) SPLITTER | 160 | EA - each | 49 | 7840 | INSTALLATION OF FREE ISSUED SPLITTER AT SUGGESTED LOCATION INCLUDING ALL MANPOWER, TOOLS TACKLES, HARDWARES ETC. COMPLETE AS PER THE DRG AND DIRECTION OF | 0
183 | 183 | WORK CHANGE ORDER | 630108053 | 3 | 18.02.2021 | 1662725.02 | 31891028.1 | 33553753.12 | 0208 | FTTx IBD MUMB0208 Archana | 3252601 | SPLICING,JOINTING & TERMINATION-48F | 500 | 500.000 NOS - No. | 112 | 56000 | CHARGES FOR SPLICING,JOINTING & TERMINATION OF 48F FIBRE. | 0
184 | 184 | WORK CHANGE ORDER | 630108053 | 3 | 18.02.2021 | 1662725.02 | 31891028.1 | 33553753.12 | 0208 | FTTx IBD MUMB0208 Archana | 3252602 | SPLICING,JOINTING & TERMINATION-96F | 192 | 192.000 NOS - No. | 112 | 21504 | CHARGES FOR SPLICING,JOINTING & TERMINATION OF 96F FIBRE. | 0
185 | 185 | WORK CHANGE ORDER | 630108053 | 3 | 18.02.2021 | 1662725.02 | 31891028.1 | 33553753.12 | 0208 | FTTx IBD MUMB0208 Archana | 3300512 | SPLICING & TERM OFC,FIXED COST/DAY | 10 | EA - each | 2425 | 24250 | OFC SPLICING&TERMINATION-FIXED COST/DAY#JOB INVOLVES: 1) SPLICING & TERMINATION OF OFC CABLE AS DIRECTED BY EIC. 2) ALL TOOLS AND TACKLES, PPES, CONSUMABLES ARE IN | 0
186 | 186 | WORK CHANGE ORDER | 630108053 | 3 | 18.02.2021 | 1662725.02 | 31891028.1 | 33553753.12 | 0208 | FTTx IBD MUMB0208 Archana | 3098777 | A11102-SELF ADHESIVE LABELS | 400 | 400.000 | 10 | 4000 | 420 | 0
187 | 187 | WORK CHANGE ORDER | 630108053 | 3 | 18.02.2021 | 1662725.02 | 31891028.1 | 33553753.12 | 0208 | FTTx IBD MUMB0208 Archana | 3295194 | PREPARATION OF AS BUILT DRAWINGS SBP | 15 | 15 EA - each | 194 | 2910 | AS-BUILT DRAWING FOR ALL WORKS PERFORMED AS PER SCOPE | 0
188 | 188 | WORK CHANGE ORDER | 630108053 | 3 | 18.02.2021 | 1662725.02 | 31891028.1 | 33553753.12 | 0208 | FTTx IBD MUMB0208 Archana | 3111341 | DISPOSAL OF WASTE MATERIALS DEBRIS ETC. | 15 | 15.000 NOS - No. | 679 | 10185 | Collection & disposal of various kinds of unwanted materials / debris | 0
189 | 189 | WORK CHANGE ORDER | 630108053 | 3 | 18.02.2021 | 1662725.02 | 31891028.1 | 33553753.12 | 0208 | FTTx IBD MUMB0208 Archana | 3295891 | MATERIAL STORAGE & SECONDARY TRNSPT | 15 | 15 EA - each | 485 | 7275 | STORAGE AND SECONDARY TRANSPORTATION OF FIM MATERIAL TO BUILDINGS, TO BE CALCULATED PER BUILDING# | 0
190 | 190 | WORK CHANGE ORDER | 630108053 | 3 | 18.02.2021 | 1662725.02 | 31891028.1 | 33553753.12 | 0208 | FTTx IBD MUMB0208 Archana | 3295897 | CHRG: PRE EXECUTION BUILDING SURVEY | 15 | 15 EA - each | 290 | 4350 | PRE EXECUTION BUILDING SURVEY:#THIS IS BUILDING SURVEY BEFORE DEPLOYMENT INSIDE BUILDING DEPLOYMENT/CONSTRUCTION INCLUDES LAYING OF CONDUITS AND OTHER ODN | 0
191 | 191 | WORK CHANGE ORDER | 630108053 | 3 | 18.02.2021 | 1662725.02 | 31891028.1 | 33553753.12 | 0208 | FTTx IBD MUMB0208 Archana | 3318382 | CHRG DRILLING OF HOLE 25MM IN BRICK WALL | 50 | 50 EA - each | 82 | 4100 | CHARGES FOR DRILLING HOLES OF DIAMETER 25MM IN BRICK WALL WITH PROPER DRILL MACHINE AND REINSTATEMENT AFTER CONDUITING TO ENSURE WATER PROOFING OF HOLE.# | 0
192 | 192 | WORK CHANGE ORDER | 630108053 | 3 | 18.02.2021 | 1662725.02 | 31891028.1 | 33553753.12 | 0208 | FTTx IBD MUMB0208 Archana | 3318381 | CHRG DRILLING OF HOLE 40MM IN BRICK WALL | 50 | 50 EA - each | 131 | 6550 | CHARGES FOR DRILLING HOLES OF DIAMETER 40MM IN BRICK WALL WITH PROPER DRILL MACHINE AND REINSTATEMENT AFTER CONDUITING TO ENSURE WATER PROOFING OF HOLE.# | 0
193 | 193 | WORK CHANGE ORDER | 630108053 | 3 | 18.02.2021 | 1662725.02 | 31891028.1 | 33553753.12 | 0208 | FTTx IBD MUMB0208 Archana | 3318200 | CHRG DRILLING OF HOLE 25MM DIA IN RCC | 50 | 50 EA - each | 131 | 6550 | CHARGES FOR DRILLING HOLES OF DIAMETER 25MM IN RCC WITH PROPER DRILL MACHINE AND REINSTATEMENT AFTER CONDUITING TO ENSURE WATER PROOFING OF HOLE.# | 0
194 | 194 | WORK CHANGE ORDER | 630108053 | 3 | 18.02.2021 | 1662725.02 | 31891028.1 | 33553753.12 | 0208 | FTTx IBD MUMB0208 Archana | 3297469 | CHRG:DRILLING OF HOLE 40MM DIA IN RCC | 50 | 50 EA - each | 165 | 8250 | CHARGES FOR DRILLING HOLES OF DIAMETER ~40MM IN RCC WITH PROPER DRILL MACHINE AND REINSTATEMENT AFTER CONDUITING TO ENSURE WATER PROOFING OF HOLE. | 0
195 | 195 | WORK CHANGE ORDER | 630108053 | 3 | 18.02.2021 | 1662725.02 | 31891028.1 | 33553753.12 | 0208 | FTTx IBD MUMB0208 Archana | 3319692 | S&I SIMPLEX PLUG,F/40MM HDPE DUCT | 60 | EA - each | 49 | 2940 | CHARGES FOR SUPPLYING AND FIXING OF SIMPLEX PLUG FOR 40 MM HDPE DUCT# | 0
196 | 196 | WORK CHANGE ORDER | 630108053 | 3 | 18.02.2021 | 1662725.02 | 31891028.1 | 33553753.12 | 0222 | FTTx IBD MUMB0222 Vishwavilla | 3293883 | CHRG;SHALLOW TRENCH 40 OR 48MM 7WAY DUCT | 50 | 50 M - Meter | 160 | 8000 | EXCAVATION OF SHALLOW TRENCHES MANUALLY/CHIPPING/SLITTING UPTO A DEPTH OF 300 MM, WIDE UP TO 100 MM IN ASPHALT / CONCRETE / TILED SURFACE, LAYING 1 X 40 MM / 1 X 7 | 0
197 | 197 | WORK CHANGE ORDER | 630108053 | 3 | 18.02.2021 | 1662725.02 | 31891028.1 | 33553753.12 | 0222 | FTTx IBD MUMB0222 Vishwavilla | 3314515 | CHRG:SHALLOW TREN 40MM DUCT W/2 NOS | 50 | 50 M - Meter | 160 | 8000 | EXCAVATION OF SHALLOW TRENCHES MANUALLY/CHIPPING/SLITTING IN ASPHALT / CONCRETE / TILED SURFACE, LAYING 2 NOS 40 MM DUCT AND FILLING THE COMPLETE DEPTH, INCLUDING | 0
198 | 198 | WORK CHANGE ORDER | 630108053 | 3 | 18.02.2021 | 1662725.02 | 31891028.1 | 33553753.12 | 0222 | FTTx IBD MUMB0222 Vishwavilla | 3293878 | CHRG;CLAMPING-1X40MM/1X7WAY MICRO DUCT | 100 | 100M - Meter | 49 | 4900 | CLAMPING OF THE DUCTS 1 X 40 MM / 1 X 7 WAY MICRO DUCT ( 48 MM OD ) ALONG THE WALL WITH THE HELP OF CLAMPING AT EVERY 1 M C/C# | 0
199 | 199 | WORK CHANGE ORDER | 630108053 | 3 | 18.02.2021 | 1662725.02 | 31891028.1 | 33553753.12 | 0222 | FTTx IBD MUMB0222 Vishwavilla | 3292713 | CHRGS FOR TRANS&INST OF ADSS CABLE-96F | 500 | 500M - Meter | 40 | 20000 | CHARGES FOR TRANSPORTATION & INSTALLATION OF ADSS CABLE- EIC - 96F# | 0
200 | 200 | WORK CHANGE ORDER | 630108053 | 3 | 18.02.2021 | 1662725.02 | 31891028.1 | 33553753.12 | 0222 | FTTx IBD MUMB0222 Vishwavilla | 3294064 | INSTALLATION 48 F ADSS / FIG 8 CABLE | 1000 | 1,000 | 34 | 34000 | INSTALLATION OF THE AERIAL CABLE (48 F ADSS / FIG 8 ) ALONG WITH THE ACCESSORIES. RATE INCLUDES SURVEY COST AND LOCAL LIASIONING CHARGES. | 0
201 | 201 | WORK CHANGE ORDER | 630108053 | 3 | 18.02.2021 | 1662725.02 | 31891028.1 | 33553753.12 | 0222 | FTTx IBD MUMB0222 Vishwavilla | 3294065 | INSTALLATION12F ADSS / FIG 8 CABLE | 1500 | 1,500 | 24 | 36000 | INSTALLATION OF THE AERIAL CABLE (12 F ADSS / FIG 8 ) ALONG WITH THE ACCESSORIES. RATE INCLUDES SURVEY COST AND LOCAL LIASIONING CHARGES. | 0
202 | 202 | WORK CHANGE ORDER | 630108053 | 3 | 18.02.2021 | 1662725.02 | 31891028.1 | 33553753.12 | 0222 | FTTx IBD MUMB0222 Vishwavilla | 3294710 | INSTALLATION 6F ADSS / FIG 8 CABLE | 500 | M - Meter | 19 | 9500 | INSTALLATION OF THE AERIAL CABLE (6 F ADSS / FIG 8 ) ALONG WITH THE ACCESSORIES. RATE INCLUDES SURVEY COST AND LOCAL LIASIONING CHARGES. # | 0
203 | 203 | WORK CHANGE ORDER | 630108053 | 3 | 18.02.2021 | 1662725.02 | 31891028.1 | 33553753.12 | 0222 | FTTx IBD MUMB0222 Vishwavilla | 3252599 | BLOWING OF 96F | 500 | M - Meter | 15 | 7500 | CHARGES FOR BLOWING OF 96F FIBRE. | 0
204 | 204 | WORK CHANGE ORDER | 630108053 | 3 | 18.02.2021 | 1662725.02 | 31891028.1 | 33553753.12 | 0222 | FTTx IBD MUMB0222 Vishwavilla | 3294262 | BLOWING / PULLING-48 F | 700 | M - Meter | 10 | 7000 | PULLING/BLOWING OF OFC- 48 F INCLUDING ALL MATERIALS, LABOUR, TOOLS, TACKLES, ETC.. # | 0
205 | 205 | WORK CHANGE ORDER | 630108053 | 3 | 18.02.2021 | 1662725.02 | 31891028.1 | 33553753.12 | 0222 | FTTx IBD MUMB0222 Vishwavilla | 3294264 | BLOWING / PULLING-12 F | 2000 | 2,000 | 7 | 14000 | PULLING/BLOWING OF OFC-12F INCLUDING ALL MATERIALS, LABOUR, TOOLS, TACKLES, ETC.. # | 0
206 | 206 | WORK CHANGE ORDER | 630108053 | 3 | 18.02.2021 | 1662725.02 | 31891028.1 | 33553753.12 | 0222 | FTTx IBD MUMB0222 Vishwavilla | 3294265 | BLOWING / PULLING-6 F | 1000 | 1,000 | 5 | 5000 | PULLING/BLOWING OF OFC-6F INCLUDING ALL MATERIALS, LABOUR, TOOLS, TACKLES, ETC.. # | 0
207 | 207 | WORK CHANGE ORDER | 630108053 | 3 | 18.02.2021 | 1662725.02 | 31891028.1 | 33553753.12 | 0222 | FTTx IBD MUMB0222 Vishwavilla | 3291570 | INSTLTN OF ACCESS CHAMBER 750X400X500 MM | 2 | 2 EA - each | 2328 | 4656 | INSTALLATION OF ACCESS CHAMBERS - SIZE - 750X400X500 MM DEEP.#INCLUDING COVER & LIFTING OF ACCESS CHAMBER-UPTO 50KMS INCLUDING HANDLING ,#EXCAVATION & | 0
208 | 208 | WORK CHANGE ORDER | 630108053 | 3 | 18.02.2021 | 1662725.02 | 31891028.1 | 33553753.12 | 0222 | FTTx IBD MUMB0222 Vishwavilla | 3314518 | INST OF PULLING CHAMBER 400X400X500MM | 10 | 10 EA - each | 970 | 9700 | INSTALLATION OF PULLING CHAMBERS - SIZE - 400X400X500 MM DEEP ; INCLUDING COVER .#EXCAVATION & BACKFILLING OF PITS ETC AS PER DRAWINGS , SPECIFICATIONS#AND AS | 0
209 | 209 | WORK CHANGE ORDER | 630108053 | 3 | 18.02.2021 | 1662725.02 | 31891028.1 | 33553753.12 | 0222 | FTTx IBD MUMB0222 Vishwavilla | 3294239 | CHRG;REINST,TRENCH,PCC-1:2:4,GRAVEL 20MM | 1 | 1 M3 - Cubic meter | 5335 | 5335 | CHARGES FOR REINSTATEMENT OF THE TRENCHES / PITS INCLUDING ALL MATERIALS , LABOUR, TOOLS TACKES ETC..BY PCC -1:2:4 GRAVEL SIZE - 20 MM & CURING FOR 7 DAYS. THIS ITEM | 0
210 | 210 | WORK CHANGE ORDER | 630108053 | 3 | 18.02.2021 | 1662725.02 | 31891028.1 | 33553753.12 | 0222 | FTTx IBD MUMB0222 Vishwavilla | 3291785 | RSTRTN EXCVTD SURFACE- W/COLD BITUMEN | 10 | 10 M - Meter | 1000 | 10000 | CHARGES FOR RESTORATION OF THE EXCAVATED SURFACES USING THE COLD BITUMEN INCLUDING PROPER COMPACTION ETC. ALL COMPLETE INCLUDING ALL MATERIALS TOOLS TACKLES | 0
211 | 211 | WORK CHANGE ORDER | 630108053 | 3 | 18.02.2021 | 1662725.02 | 31891028.1 | 33553753.12 | 0222 | FTTx IBD MUMB0222 Vishwavilla | 3291786 | RSTRTN EXCVTD SURFACES-W/ HOT BITUMEN | 10 | 10 M - Meter | 383 | 3830 | CHARGES FOR RESTORATION OF THE EXCAVATED SURFACES USING THE HOT BITUMEN INCLUDING PROPER COMPACTION ETC. ALL COMPLETE INCLUDING ALL MATERIALS TOOLS TACKLES | 0
212 | 212 | WORK CHANGE ORDER | 630108053 | 3 | 18.02.2021 | 1662725.02 | 31891028.1 | 33553753.12 | 0222 | FTTx IBD MUMB0222 Vishwavilla | 3290664 | CHRG F/RESTORATN OF SURF ;W/EXT TILES | 30 | 30 M - Meter | 286 | 8580 | CHARGES FOR RESTORATION OF THE EXCAVATED SURFACES USING THE EXISTING TILES OVER 100 MM THICK CONCRETE BEDDING. THE COST TO INCLUDE THE COST OF THE TILES, | 0
213 | 213 | WORK CHANGE ORDER | 630108053 | 3 | 18.02.2021 | 1662725.02 | 31891028.1 | 33553753.12 | 0222 | FTTx IBD MUMB0222 Vishwavilla | 3291784 | RSTRTN EXCVTD SURFACE-W/ PAVER BLOCK | 30 | 30 M - Meter | 631 | 18930 | CHARGES FOR RESTORATION OF THE EXCAVATED SURFACE USING NEW INTER LOCKING PAVER BLOCK OVER 100 MM THICK CONCRETE BEDDING. THE COST TO INCLUDE THE COST OF THE | 0
214 | 214 | WORK CHANGE ORDER | 630108053 | 3 | 18.02.2021 | 1662725.02 | 31891028.1 | 33553753.12 | 0222 | FTTx IBD MUMB0222 Vishwavilla | 3291783 | RESTORATION OF EXCV SURFACE-W/KOTA STONE | 10 | 10 M - Meter | 550 | 5500 | CHARGES FOR RESTORATION OF THE EXCAVATED SURFACE USING NEW KOTA STONE OVER 100 MM THICK CONCRETE BEDDING. THE COST TO INCLUDE THE COST OF THE KOTA STONE , | 0
215 | 215 | WORK CHANGE ORDER | 630108053 | 3 | 18.02.2021 | 1662725.02 | 31891028.1 | 33553753.12 | 0222 | FTTx IBD MUMB0222 Vishwavilla | 3290665 | CHRG F/RESTORATN OF SURF ;W/CHEQUED TILE | 30 | 30 M - Meter | 419 | 12570 | CHARGES FOR RESTORATION OF THE EXCAVATED SURFACE USING NEW INTER CHEQUERED TILE OVER 100 MM THICK CONCRETE BEDDING. THE COST TO INCLUDE THE COST OF THE KOTA | 0
216 | 216 | WORK CHANGE ORDER | 630108053 | 3 | 18.02.2021 | 1662725.02 | 31891028.1 | 33553753.12 | 0222 | FTTx IBD MUMB0222 Vishwavilla | 3171149 | S/FIXING PVC CONDUIT 25 MM | 1000 | 1,000 | 60 | 60000 | S/FIXING PVC CONDUIT 25MM | 0
217 | 217 | WORK CHANGE ORDER | 630108053 | 3 | 18.02.2021 | 1662725.02 | 31891028.1 | 33553753.12 | 0222 | FTTx IBD MUMB0222 Vishwavilla | 3171151 | S/FIXING PVC CONDUIT 40 MM | 600 | M - Meter | 111 | 66600 | S/FIXING PVC CONDUIT 40 MM | 0
218 | 218 | WORK CHANGE ORDER | 630108053 | 3 | 18.02.2021 | 1662725.02 | 31891028.1 | 33553753.12 | 0222 | FTTx IBD MUMB0222 Vishwavilla | 3318608 | S&I 25MM PVC CONDUIT USING SCAFFOLDING | 100 | 100M - Meter | 133 | 13300 | SUPPLY AND INSTALLATION OF 25MM OUTER DIA CONDUIT ON EXTERNAL WALL WITH THE HELP OF JHOOLA HOLDING INCLUDING MANPOWER, COUPLERS, BENDS, TEES, SADDLES, CLAMPS, | 0
219 | 219 | WORK CHANGE ORDER | 630108053 | 3 | 18.02.2021 | 1662725.02 | 31891028.1 | 33553753.12 | 0222 | FTTx IBD MUMB0222 Vishwavilla | 3318609 | S&I 40MM PVC CONDUIT USING SCAFFOLDING | 100 | 100M - Meter | 188 | 18800 | SUPPLY AND INSTALLATION OF 40MM OUTER DIA CONDUIT ON EXTERNAL WALL WITH THE HELP OF JHOOLA HOLDING INCLUDING MANPOWER, COUPLERS, BENDS, TEES, SADDLES, CLAMPS, | 0
220 | 220 | WORK CHANGE ORDER | 630108053 | 3 | 18.02.2021 | 1662725.02 | 31891028.1 | 33553753.12 | 0222 | FTTx IBD MUMB0222 Vishwavilla | 3206508 | SUP&LAY FLEX PVC CONDUIT DIA 25MM | 200 | M - Meter | 71 | 14200 | Supplying and laying of following sizes of flexible PVC conduit along with conduit accessories complete as required. | 0
221 | 221 | WORK CHANGE ORDER | 630108053 | 3 | 18.02.2021 | 1662725.02 | 31891028.1 | 33553753.12 | 0222 | FTTx IBD MUMB0222 Vishwavilla | 3206510 | SUP&LAY FLEX PVC CONDUIT DIA 40MM | 150 | M - Meter | 116 | 17400 | Supplying and laying of following sizes of flexible PVC conduit along with conduit | 0
222 | 222 | WORK CHANGE ORDER | 630108053 | 3 | 18.02.2021 | 1662725.02 | 31891028.1 | 33553753.12 | 0222 | FTTx IBD MUMB0222 Vishwavilla | 3318971 | S&I 25MM FLEXI PVC CONDUIT W/SCAFFOLDING | 100 | 100M - Meter | 144 | 14400 | SUPPLY AND INSTALLATION OF 25MM DIA REINFORCED FLEXIBLE CONDUIT ON EXTERNAL WALL WITH THE HELP OF JHOOLA HOLDING INCLUDING MANPOWER, COUPLERS, BENDS, TEES, | 0
223 | 223 | WORK CHANGE ORDER | 630108053 | 3 | 18.02.2021 | 1662725.02 | 31891028.1 | 33553753.12 | 0222 | FTTx IBD MUMB0222 Vishwavilla | 3318972 | S&I 40MM FLEXI PVC CONDUIT W/SCAFFOLDING | 100 | 100M - Meter | 194 | 19400 | SUPPLY AND INSTALLATION OF 40MM DIA REINFORCED FLEXIBLE CONDUIT ON EXTERNAL WALL WITH THE HELP OF JHOOLA HOLDING INCLUDING MANPOWER, COUPLERS, BENDS, TEES, | 0
224 | 224 | WORK CHANGE ORDER | 630108053 | 3 | 18.02.2021 | 1662725.02 | 31891028.1 | 33553753.12 | 0222 | FTTx IBD MUMB0222 Vishwavilla | 3319687 | P&F PVC JUNCTION BOX 40MM,4-WAY | 150 | EA - each | 30 | 4500 | CHARGES FOR SUPPLYING AND FIXING OF PVC JUNCTION BOX 40MM,FOUR WAY IN REQUIRED POSITION ALONG THE LINE OF PVC CONDUIT# | 0
225 | 225 | WORK CHANGE ORDER | 630108053 | 3 | 18.02.2021 | 1662725.02 | 31891028.1 | 33553753.12 | 0222 | FTTx IBD MUMB0222 Vishwavilla | 3319688 | P&F PVC JUNCTION BOX 40MM,3-WAY | 150 | EA - each | 30 | 4500 | CHARGES FOR SUPPLYING AND FIXING OF PVC JUNCTION BOX 40MM,THREE WAY IN REQUIRED POSITION ALONG THE LINE OF PVC CONDUIT# | 0
226 | 226 | WORK CHANGE ORDER | 630108053 | 3 | 18.02.2021 | 1662725.02 | 31891028.1 | 33553753.12 | 0222 | FTTx IBD MUMB0222 Vishwavilla | 3192918 | CHRG:S/F:PVC JUNCTION BOX 25MM,4-WAY | 150 | 150EA - each | 19 | 2850 | CHARGES FOR SUPPLYING AND FIXING OF PVC JUNCTION BOX | 0
227 | 227 | WORK CHANGE ORDER | 630108053 | 3 | 18.02.2021 | 1662725.02 | 31891028.1 | 33553753.12 | 0222 | FTTx IBD MUMB0222 Vishwavilla | 3192917 | CHRG:S/F:PVC JUNCTION BOX 25MM,3-WAY | 150 | 150EA - each | 19 | 2850 | CHARGES FOR SUPPLYING AND FIXING OF PVC JUNCTION BOX | 0
228 | 228 | WORK CHANGE ORDER | 630108053 | 3 | 18.02.2021 | 1662725.02 | 31891028.1 | 33553753.12 | 0222 | FTTx IBD MUMB0222 Vishwavilla | 3259755 | INSTALLATION OF FDC | 15 | EA - each | 49 | 735 | Installation of Fibre Distribution Cabinet | 0
229 | 229 | WORK CHANGE ORDER | 630108053 | 3 | 18.02.2021 | 1662725.02 | 31891028.1 | 33553753.12 | 0222 | FTTx IBD MUMB0222 Vishwavilla | 3294022 | INSTALLATION OF FAT (WALL/POLE MOUNTED) | 50 | 50 EA - each | 49 | 2450 | INSTALLATION OF FIBRE ACCESS TERMINAL (WALL/POLE MOUNTED)# | 0
230 | 230 | WORK CHANGE ORDER | 630108053 | 3 | 18.02.2021 | 1662725.02 | 31891028.1 | 33553753.12 | 0222 | FTTx IBD MUMB0222 Vishwavilla | 3293902 | INSTALLATION LEVEL 1 ( S1 ) SPLITTER | 20 | EA - each | 49 | 980 | INSTALLATION OF FREE ISSUED SPLITTER AT SUGGESTED LOCATION INCLUDING ALL MANPOWER, TOOLS TACKLES, HARDWARES ETC. COMPLETE AS PER THE DRG AND DIRECTION OF | 0
231 | 231 | WORK CHANGE ORDER | 630108053 | 3 | 18.02.2021 | 1662725.02 | 31891028.1 | 33553753.12 | 0222 | FTTx IBD MUMB0222 Vishwavilla | 3293903 | INSTALLATION LEVEL 2 ( S2 ) SPLITTER | 160 | EA - each | 49 | 7840 | INSTALLATION OF FREE ISSUED SPLITTER AT SUGGESTED LOCATION INCLUDING ALL MANPOWER, TOOLS TACKLES, HARDWARES ETC. COMPLETE AS PER THE DRG AND DIRECTION OF | 0
232 | 232 | WORK CHANGE ORDER | 630108053 | 3 | 18.02.2021 | 1662725.02 | 31891028.1 | 33553753.12 | 0222 | FTTx IBD MUMB0222 Vishwavilla | 3252601 | SPLICING,JOINTING & TERMINATION-48F | 500 | 500.000 NOS - No. | 112 | 56000 | CHARGES FOR SPLICING,JOINTING & TERMINATION OF 48F FIBRE. | 0
233 | 233 | WORK CHANGE ORDER | 630108053 | 3 | 18.02.2021 | 1662725.02 | 31891028.1 | 33553753.12 | 0222 | FTTx IBD MUMB0222 Vishwavilla | 3252602 | SPLICING,JOINTING & TERMINATION-96F | 192 | 192.000 NOS - No. | 112 | 21504 | CHARGES FOR SPLICING,JOINTING & TERMINATION OF 96F FIBRE. | 0
234 | 234 | WORK CHANGE ORDER | 630108053 | 3 | 18.02.2021 | 1662725.02 | 31891028.1 | 33553753.12 | 0222 | FTTx IBD MUMB0222 Vishwavilla | 3300512 | SPLICING & TERM OFC,FIXED COST/DAY | 10 | EA - each | 2425 | 24250 | OFC SPLICING&TERMINATION-FIXED COST/DAY#JOB INVOLVES: 1) SPLICING & TERMINATION OF OFC CABLE AS DIRECTED BY EIC. 2) ALL TOOLS AND TACKLES, PPES, CONSUMABLES ARE IN | 0
235 | 235 | WORK CHANGE ORDER | 630108053 | 3 | 18.02.2021 | 1662725.02 | 31891028.1 | 33553753.12 | 0222 | FTTx IBD MUMB0222 Vishwavilla | 3098777 | A11102-SELF ADHESIVE LABELS | 400 | 400.000 | 10 | 4000 | 420 | 0
236 | 236 | WORK CHANGE ORDER | 630108053 | 3 | 18.02.2021 | 1662725.02 | 31891028.1 | 33553753.12 | 0222 | FTTx IBD MUMB0222 Vishwavilla | 3295194 | PREPARATION OF AS BUILT DRAWINGS SBP | 15 | 15 EA - each | 194 | 2910 | AS-BUILT DRAWING FOR ALL WORKS PERFORMED AS PER SCOPE | 0
237 | 237 | WORK CHANGE ORDER | 630108053 | 3 | 18.02.2021 | 1662725.02 | 31891028.1 | 33553753.12 | 0222 | FTTx IBD MUMB0222 Vishwavilla | 3111341 | DISPOSAL OF WASTE MATERIALS DEBRIS ETC. | 15 | 15.000 NOS - No. | 679 | 10185 | Collection & disposal of various kinds of unwanted materials / debris | 0
238 | 238 | WORK CHANGE ORDER | 630108053 | 3 | 18.02.2021 | 1662725.02 | 31891028.1 | 33553753.12 | 0222 | FTTx IBD MUMB0222 Vishwavilla | 3295891 | MATERIAL STORAGE & SECONDARY TRNSPT | 15 | 15 EA - each | 485 | 7275 | STORAGE AND SECONDARY TRANSPORTATION OF FIM MATERIAL TO BUILDINGS, TO BE CALCULATED PER BUILDING# | 0
239 | 239 | WORK CHANGE ORDER | 630108053 | 3 | 18.02.2021 | 1662725.02 | 31891028.1 | 33553753.12 | 0222 | FTTx IBD MUMB0222 Vishwavilla | 3295897 | CHRG: PRE EXECUTION BUILDING SURVEY | 15 | 15 EA - each | 290 | 4350 | PRE EXECUTION BUILDING SURVEY:#THIS IS BUILDING SURVEY BEFORE DEPLOYMENT INSIDE BUILDING DEPLOYMENT/CONSTRUCTION INCLUDES LAYING OF CONDUITS AND OTHER ODN | 0
240 | 240 | WORK CHANGE ORDER | 630108053 | 3 | 18.02.2021 | 1662725.02 | 31891028.1 | 33553753.12 | 0222 | FTTx IBD MUMB0222 Vishwavilla | 3318382 | CHRG DRILLING OF HOLE 25MM IN BRICK WALL | 50 | 50 EA - each | 82 | 4100 | CHARGES FOR DRILLING HOLES OF DIAMETER 25MM IN BRICK WALL WITH PROPER DRILL MACHINE AND REINSTATEMENT AFTER CONDUITING TO ENSURE WATER PROOFING OF HOLE.# | 0
241 | 241 | WORK CHANGE ORDER | 630108053 | 3 | 18.02.2021 | 1662725.02 | 31891028.1 | 33553753.12 | 0222 | FTTx IBD MUMB0222 Vishwavilla | 3318381 | CHRG DRILLING OF HOLE 40MM IN BRICK WALL | 50 | 50 EA - each | 131 | 6550 | CHARGES FOR DRILLING HOLES OF DIAMETER 40MM IN BRICK WALL WITH PROPER DRILL MACHINE AND REINSTATEMENT AFTER CONDUITING TO ENSURE WATER PROOFING OF HOLE.# | 0
242 | 242 | WORK CHANGE ORDER | 630108053 | 3 | 18.02.2021 | 1662725.02 | 31891028.1 | 33553753.12 | 0222 | FTTx IBD MUMB0222 Vishwavilla | 3318200 | CHRG DRILLING OF HOLE 25MM DIA IN RCC | 50 | 50 EA - each | 131 | 6550 | CHARGES FOR DRILLING HOLES OF DIAMETER 25MM IN RCC WITH PROPER DRILL MACHINE AND REINSTATEMENT AFTER CONDUITING TO ENSURE WATER PROOFING OF HOLE.# | 0
243 | 243 | WORK CHANGE ORDER | 630108053 | 3 | 18.02.2021 | 1662725.02 | 31891028.1 | 33553753.12 | 0222 | FTTx IBD MUMB0222 Vishwavilla | 3297469 | CHRG:DRILLING OF HOLE 40MM DIA IN RCC | 50 | 50 EA - each | 165 | 8250 | CHARGES FOR DRILLING HOLES OF DIAMETER ~40MM IN RCC WITH PROPER DRILL MACHINE AND REINSTATEMENT AFTER CONDUITING TO ENSURE WATER PROOFING OF HOLE. | 0
244 | 244 | WORK CHANGE ORDER | 630108053 | 3 | 18.02.2021 | 1662725.02 | 31891028.1 | 33553753.12 | 0222 | FTTx IBD MUMB0222 Vishwavilla | 3319692 | S&I SIMPLEX PLUG,F/40MM HDPE DUCT | 60 | EA - each | 49 | 2940 | CHARGES FOR SUPPLYING AND FIXING OF SIMPLEX PLUG FOR 40 MM HDPE DUCT# | 0
245 | 245 | WORK CHANGE ORDER | 630108053 | 3 | 18.02.2021 | 1662725.02 | 31891028.1 | 33553753.12 | 0238 | FTTx IBD MUMB0238 Rawal | 3293883 | CHRG;SHALLOW TRENCH 40 OR 48MM 7WAY DUCT | 50 | 50 M - Meter | 160 | 8000 | EXCAVATION OF SHALLOW TRENCHES MANUALLY/CHIPPING/SLITTING UPTO A DEPTH OF 300 MM, WIDE UP TO 100 MM IN ASPHALT / CONCRETE / TILED SURFACE, LAYING 1 X 40 MM / 1 X 7 | 0
246 | 246 | WORK CHANGE ORDER | 630108053 | 3 | 18.02.2021 | 1662725.02 | 31891028.1 | 33553753.12 | 0238 | FTTx IBD MUMB0238 Rawal | 3314515 | CHRG:SHALLOW TREN 40MM DUCT W/2 NOS | 50 | 50 M - Meter | 160 | 8000 | EXCAVATION OF SHALLOW TRENCHES MANUALLY/CHIPPING/SLITTING IN ASPHALT / CONCRETE / TILED SURFACE, LAYING 2 NOS 40 MM DUCT AND FILLING THE COMPLETE DEPTH, INCLUDING | 0
247 | 247 | WORK CHANGE ORDER | 630108053 | 3 | 18.02.2021 | 1662725.02 | 31891028.1 | 33553753.12 | 0238 | FTTx IBD MUMB0238 Rawal | 3293878 | CHRG;CLAMPING-1X40MM/1X7WAY MICRO DUCT | 100 | 100M - Meter | 49 | 4900 | CLAMPING OF THE DUCTS 1 X 40 MM / 1 X 7 WAY MICRO DUCT ( 48 MM OD ) ALONG THE WALL WITH THE HELP OF CLAMPING AT EVERY 1 M C/C# | 0
248 | 248 | WORK CHANGE ORDER | 630108053 | 3 | 18.02.2021 | 1662725.02 | 31891028.1 | 33553753.12 | 0238 | FTTx IBD MUMB0238 Rawal | 3292713 | CHRGS FOR TRANS&INST OF ADSS CABLE-96F | 500 | 500M - Meter | 40 | 20000 | CHARGES FOR TRANSPORTATION & INSTALLATION OF ADSS CABLE- EIC - 96F# | 0
249 | 249 | WORK CHANGE ORDER | 630108053 | 3 | 18.02.2021 | 1662725.02 | 31891028.1 | 33553753.12 | 0238 | FTTx IBD MUMB0238 Rawal | 3294064 | INSTALLATION 48 F ADSS / FIG 8 CABLE | 1000 | 1,000 | 34 | 34000 | INSTALLATION OF THE AERIAL CABLE (48 F ADSS / FIG 8 ) ALONG WITH THE ACCESSORIES. RATE INCLUDES SURVEY COST AND LOCAL LIASIONING CHARGES. | 0
250 | 250 | WORK CHANGE ORDER | 630108053 | 3 | 18.02.2021 | 1662725.02 | 31891028.1 | 33553753.12 | 0238 | FTTx IBD MUMB0238 Rawal | 3294065 | INSTALLATION12F ADSS / FIG 8 CABLE | 1500 | 1,500 | 24 | 36000 | INSTALLATION OF THE AERIAL CABLE (12 F ADSS / FIG 8 ) ALONG WITH THE ACCESSORIES. RATE INCLUDES SURVEY COST AND LOCAL LIASIONING CHARGES. | 0
251 | 251 | WORK CHANGE ORDER | 630108053 | 3 | 18.02.2021 | 1662725.02 | 31891028.1 | 33553753.12 | 0238 | FTTx IBD MUMB0238 Rawal | 3294710 | INSTALLATION 6F ADSS / FIG 8 CABLE | 500 | M - Meter | 19 | 9500 | INSTALLATION OF THE AERIAL CABLE (6 F ADSS / FIG 8 ) ALONG WITH THE ACCESSORIES. RATE INCLUDES SURVEY COST AND LOCAL LIASIONING CHARGES. # | 0
252 | 252 | WORK CHANGE ORDER | 630108053 | 3 | 18.02.2021 | 1662725.02 | 31891028.1 | 33553753.12 | 0238 | FTTx IBD MUMB0238 Rawal | 3252599 | BLOWING OF 96F | 500 | M - Meter | 15 | 7500 | CHARGES FOR BLOWING OF 96F FIBRE. | 0
253 | 253 | WORK CHANGE ORDER | 630108053 | 3 | 18.02.2021 | 1662725.02 | 31891028.1 | 33553753.12 | 0238 | FTTx IBD MUMB0238 Rawal | 3294262 | BLOWING / PULLING-48 F | 700 | M - Meter | 10 | 7000 | PULLING/BLOWING OF OFC- 48 F INCLUDING ALL MATERIALS, LABOUR, TOOLS, TACKLES, ETC.. # | 0
254 | 254 | WORK CHANGE ORDER | 630108053 | 3 | 18.02.2021 | 1662725.02 | 31891028.1 | 33553753.12 | 0238 | FTTx IBD MUMB0238 Rawal | 3294264 | BLOWING / PULLING-12 F | 2000 | 2,000 | 7 | 14000 | PULLING/BLOWING OF OFC-12F INCLUDING ALL MATERIALS, LABOUR, TOOLS, TACKLES, ETC.. # | 0
255 | 255 | WORK CHANGE ORDER | 630108053 | 3 | 18.02.2021 | 1662725.02 | 31891028.1 | 33553753.12 | 0238 | FTTx IBD MUMB0238 Rawal | 3294265 | BLOWING / PULLING-6 F | 1000 | 1,000 | 5 | 5000 | PULLING/BLOWING OF OFC-6F INCLUDING ALL MATERIALS, LABOUR, TOOLS, TACKLES, ETC.. # | 0
256 | 256 | WORK CHANGE ORDER | 630108053 | 3 | 18.02.2021 | 1662725.02 | 31891028.1 | 33553753.12 | 0238 | FTTx IBD MUMB0238 Rawal | 3291570 | INSTLTN OF ACCESS CHAMBER 750X400X500 MM | 2 | 2 EA - each | 2328 | 4656 | INSTALLATION OF ACCESS CHAMBERS - SIZE - 750X400X500 MM DEEP.#INCLUDING COVER & LIFTING OF ACCESS CHAMBER-UPTO 50KMS INCLUDING HANDLING ,#EXCAVATION & | 0
257 | 257 | WORK CHANGE ORDER | 630108053 | 3 | 18.02.2021 | 1662725.02 | 31891028.1 | 33553753.12 | 0238 | FTTx IBD MUMB0238 Rawal | 3314518 | INST OF PULLING CHAMBER 400X400X500MM | 10 | 10 EA - each | 970 | 9700 | INSTALLATION OF PULLING CHAMBERS - SIZE - 400X400X500 MM DEEP ; INCLUDING COVER .#EXCAVATION & BACKFILLING OF PITS ETC AS PER DRAWINGS , SPECIFICATIONS#AND AS | 0
258 | 258 | WORK CHANGE ORDER | 630108053 | 3 | 18.02.2021 | 1662725.02 | 31891028.1 | 33553753.12 | 0238 | FTTx IBD MUMB0238 Rawal | 3294239 | CHRG;REINST,TRENCH,PCC-1:2:4,GRAVEL 20MM | 1 | 1 M3 - Cubic meter | 5335 | 5335 | CHARGES FOR REINSTATEMENT OF THE TRENCHES / PITS INCLUDING ALL MATERIALS , LABOUR, TOOLS TACKES ETC..BY PCC -1:2:4 GRAVEL SIZE - 20 MM & CURING FOR 7 DAYS. THIS ITEM | 0
259 | 259 | WORK CHANGE ORDER | 630108053 | 3 | 18.02.2021 | 1662725.02 | 31891028.1 | 33553753.12 | 0238 | FTTx IBD MUMB0238 Rawal | 3291785 | RSTRTN EXCVTD SURFACE- W/COLD BITUMEN | 10 | 10 M - Meter | 1000 | 10000 | CHARGES FOR RESTORATION OF THE EXCAVATED SURFACES USING THE COLD BITUMEN INCLUDING PROPER COMPACTION ETC. ALL COMPLETE INCLUDING ALL MATERIALS TOOLS TACKLES | 0
260 | 260 | WORK CHANGE ORDER | 630108053 | 3 | 18.02.2021 | 1662725.02 | 31891028.1 | 33553753.12 | 0238 | FTTx IBD MUMB0238 Rawal | 3291786 | RSTRTN EXCVTD SURFACES-W/ HOT BITUMEN | 10 | 10 M - Meter | 383 | 3830 | CHARGES FOR RESTORATION OF THE EXCAVATED SURFACES USING THE HOT BITUMEN INCLUDING PROPER COMPACTION ETC. ALL COMPLETE INCLUDING ALL MATERIALS TOOLS TACKLES | 0
261 | 261 | WORK CHANGE ORDER | 630108053 | 3 | 18.02.2021 | 1662725.02 | 31891028.1 | 33553753.12 | 0238 | FTTx IBD MUMB0238 Rawal | 3290664 | CHRG F/RESTORATN OF SURF ;W/EXT TILES | 30 | 30 M - Meter | 286 | 8580 | CHARGES FOR RESTORATION OF THE EXCAVATED SURFACES USING THE EXISTING TILES OVER 100 MM THICK CONCRETE BEDDING. THE COST TO INCLUDE THE COST OF THE TILES, | 0
262 | 262 | WORK CHANGE ORDER | 630108053 | 3 | 18.02.2021 | 1662725.02 | 31891028.1 | 33553753.12 | 0238 | FTTx IBD MUMB0238 Rawal | 3291784 | RSTRTN EXCVTD SURFACE-W/ PAVER BLOCK | 30 | 30 M - Meter | 631 | 18930 | CHARGES FOR RESTORATION OF THE EXCAVATED SURFACE USING NEW INTER LOCKING PAVER BLOCK OVER 100 MM THICK CONCRETE BEDDING. THE COST TO INCLUDE THE COST OF THE | 0
263 | 263 | WORK CHANGE ORDER | 630108053 | 3 | 18.02.2021 | 1662725.02 | 31891028.1 | 33553753.12 | 0238 | FTTx IBD MUMB0238 Rawal | 3291783 | RESTORATION OF EXCV SURFACE-W/KOTA STONE | 10 | 10 M - Meter | 550 | 5500 | CHARGES FOR RESTORATION OF THE EXCAVATED SURFACE USING NEW KOTA STONE OVER 100 MM THICK CONCRETE BEDDING. THE COST TO INCLUDE THE COST OF THE KOTA STONE , | 0
264 | 264 | WORK CHANGE ORDER | 630108053 | 3 | 18.02.2021 | 1662725.02 | 31891028.1 | 33553753.12 | 0238 | FTTx IBD MUMB0238 Rawal | 3290665 | CHRG F/RESTORATN OF SURF ;W/CHEQUED TILE | 30 | 30 M - Meter | 419 | 12570 | CHARGES FOR RESTORATION OF THE EXCAVATED SURFACE USING NEW INTER CHEQUERED TILE OVER 100 MM THICK CONCRETE BEDDING. THE COST TO INCLUDE THE COST OF THE KOTA | 0
265 | 265 | WORK CHANGE ORDER | 630108053 | 3 | 18.02.2021 | 1662725.02 | 31891028.1 | 33553753.12 | 0238 | FTTx IBD MUMB0238 Rawal | 3171149 | S/FIXING PVC CONDUIT 25 MM | 1000 | 1,000 | 60 | 60000 | S/FIXING PVC CONDUIT 25MM | 0
266 | 266 | WORK CHANGE ORDER | 630108053 | 3 | 18.02.2021 | 1662725.02 | 31891028.1 | 33553753.12 | 0238 | FTTx IBD MUMB0238 Rawal | 3171151 | S/FIXING PVC CONDUIT 40 MM | 600 | M - Meter | 111 | 66600 | S/FIXING PVC CONDUIT 40 MM | 0
267 | 267 | WORK CHANGE ORDER | 630108053 | 3 | 18.02.2021 | 1662725.02 | 31891028.1 | 33553753.12 | 0238 | FTTx IBD MUMB0238 Rawal | 3318608 | S&I 25MM PVC CONDUIT USING SCAFFOLDING | 100 | 100M - Meter | 133 | 13300 | SUPPLY AND INSTALLATION OF 25MM OUTER DIA CONDUIT ON EXTERNAL WALL WITH THE HELP OF JHOOLA HOLDING INCLUDING MANPOWER, COUPLERS, BENDS, TEES, SADDLES, CLAMPS, | 0
268 | 268 | WORK CHANGE ORDER | 630108053 | 3 | 18.02.2021 | 1662725.02 | 31891028.1 | 33553753.12 | 0238 | FTTx IBD MUMB0238 Rawal | 3318609 | S&I 40MM PVC CONDUIT USING SCAFFOLDING | 100 | 100M - Meter | 188 | 18800 | SUPPLY AND INSTALLATION OF 40MM OUTER DIA CONDUIT ON EXTERNAL WALL WITH THE HELP OF JHOOLA HOLDING INCLUDING MANPOWER, COUPLERS, BENDS, TEES, SADDLES, CLAMPS, | 0
269 | 269 | WORK CHANGE ORDER | 630108053 | 3 | 18.02.2021 | 1662725.02 | 31891028.1 | 33553753.12 | 0238 | FTTx IBD MUMB0238 Rawal | 3206508 | SUP&LAY FLEX PVC CONDUIT DIA 25MM | 200 | M - Meter | 71 | 14200 | Supplying and laying of following sizes of flexible PVC conduit along with conduit accessories complete as required. | 0
270 | 270 | WORK CHANGE ORDER | 630108053 | 3 | 18.02.2021 | 1662725.02 | 31891028.1 | 33553753.12 | 0238 | FTTx IBD MUMB0238 Rawal | 3206510 | SUP&LAY FLEX PVC CONDUIT DIA 40MM | 150 | M - Meter | 116 | 17400 | Supplying and laying of following sizes of flexible PVC conduit along with conduit | 0
271 | 271 | WORK CHANGE ORDER | 630108053 | 3 | 18.02.2021 | 1662725.02 | 31891028.1 | 33553753.12 | 0238 | FTTx IBD MUMB0238 Rawal | 3318971 | S&I 25MM FLEXI PVC CONDUIT W/SCAFFOLDING | 100 | 100M - Meter | 144 | 14400 | SUPPLY AND INSTALLATION OF 25MM DIA REINFORCED FLEXIBLE CONDUIT ON EXTERNAL WALL WITH THE HELP OF JHOOLA HOLDING INCLUDING MANPOWER, COUPLERS, BENDS, TEES, | 0
272 | 272 | WORK CHANGE ORDER | 630108053 | 3 | 18.02.2021 | 1662725.02 | 31891028.1 | 33553753.12 | 0238 | FTTx IBD MUMB0238 Rawal | 3318972 | S&I 40MM FLEXI PVC CONDUIT W/SCAFFOLDING | 100 | 100M - Meter | 194 | 19400 | SUPPLY AND INSTALLATION OF 40MM DIA REINFORCED FLEXIBLE CONDUIT ON EXTERNAL WALL WITH THE HELP OF JHOOLA HOLDING INCLUDING MANPOWER, COUPLERS, BENDS, TEES, | 0
273 | 273 | WORK CHANGE ORDER | 630108053 | 3 | 18.02.2021 | 1662725.02 | 31891028.1 | 33553753.12 | 0238 | FTTx IBD MUMB0238 Rawal | 3319687 | P&F PVC JUNCTION BOX 40MM,4-WAY | 150 | EA - each | 30 | 4500 | CHARGES FOR SUPPLYING AND FIXING OF PVC JUNCTION BOX 40MM,FOUR WAY IN REQUIRED POSITION ALONG THE LINE OF PVC CONDUIT# | 0
274 | 274 | WORK CHANGE ORDER | 630108053 | 3 | 18.02.2021 | 1662725.02 | 31891028.1 | 33553753.12 | 0238 | FTTx IBD MUMB0238 Rawal | 3319688 | P&F PVC JUNCTION BOX 40MM,3-WAY | 150 | EA - each | 30 | 4500 | CHARGES FOR SUPPLYING AND FIXING OF PVC JUNCTION BOX 40MM,THREE WAY IN REQUIRED POSITION ALONG THE LINE OF PVC CONDUIT# | 0
275 | 275 | WORK CHANGE ORDER | 630108053 | 3 | 18.02.2021 | 1662725.02 | 31891028.1 | 33553753.12 | 0238 | FTTx IBD MUMB0238 Rawal | 3192918 | CHRG:S/F:PVC JUNCTION BOX 25MM,4-WAY | 150 | 150EA - each | 19 | 2850 | CHARGES FOR SUPPLYING AND FIXING OF PVC JUNCTION BOX | 0
276 | 276 | WORK CHANGE ORDER | 630108053 | 3 | 18.02.2021 | 1662725.02 | 31891028.1 | 33553753.12 | 0238 | FTTx IBD MUMB0238 Rawal | 3192917 | CHRG:S/F:PVC JUNCTION BOX 25MM,3-WAY | 150 | 150EA - each | 19 | 2850 | CHARGES FOR SUPPLYING AND FIXING OF PVC JUNCTION BOX | 0
277 | 277 | WORK CHANGE ORDER | 630108053 | 3 | 18.02.2021 | 1662725.02 | 31891028.1 | 33553753.12 | 0238 | FTTx IBD MUMB0238 Rawal | 3259755 | INSTALLATION OF FDC | 15 | EA - each | 49 | 735 | Installation of Fibre Distribution Cabinet | 0
278 | 278 | WORK CHANGE ORDER | 630108053 | 3 | 18.02.2021 | 1662725.02 | 31891028.1 | 33553753.12 | 0238 | FTTx IBD MUMB0238 Rawal | 3294022 | INSTALLATION OF FAT (WALL/POLE MOUNTED) | 50 | 50 EA - each | 49 | 2450 | INSTALLATION OF FIBRE ACCESS TERMINAL (WALL/POLE MOUNTED)# | 0
279 | 279 | WORK CHANGE ORDER | 630108053 | 3 | 18.02.2021 | 1662725.02 | 31891028.1 | 33553753.12 | 0238 | FTTx IBD MUMB0238 Rawal | 3293902 | INSTALLATION LEVEL 1 ( S1 ) SPLITTER | 20 | EA - each | 49 | 980 | INSTALLATION OF FREE ISSUED SPLITTER AT SUGGESTED LOCATION INCLUDING ALL MANPOWER, TOOLS TACKLES, HARDWARES ETC. COMPLETE AS PER THE DRG AND DIRECTION OF | 0
280 | 280 | WORK CHANGE ORDER | 630108053 | 3 | 18.02.2021 | 1662725.02 | 31891028.1 | 33553753.12 | 0238 | FTTx IBD MUMB0238 Rawal | 3293903 | INSTALLATION LEVEL 2 ( S2 ) SPLITTER | 160 | EA - each | 49 | 7840 | INSTALLATION OF FREE ISSUED SPLITTER AT SUGGESTED LOCATION INCLUDING ALL MANPOWER, TOOLS TACKLES, HARDWARES ETC. COMPLETE AS PER THE DRG AND DIRECTION OF | 0
281 | 281 | WORK CHANGE ORDER | 630108053 | 3 | 18.02.2021 | 1662725.02 | 31891028.1 | 33553753.12 | 0238 | FTTx IBD MUMB0238 Rawal | 3252601 | SPLICING,JOINTING & TERMINATION-48F | 500 | 500.000 NOS - No. | 112 | 56000 | CHARGES FOR SPLICING,JOINTING & TERMINATION OF 48F FIBRE. | 0
282 | 282 | WORK CHANGE ORDER | 630108053 | 3 | 18.02.2021 | 1662725.02 | 31891028.1 | 33553753.12 | 0238 | FTTx IBD MUMB0238 Rawal | 3252602 | SPLICING,JOINTING & TERMINATION-96F | 192 | 192.000 NOS - No. | 112 | 21504 | CHARGES FOR SPLICING,JOINTING & TERMINATION OF 96F FIBRE. | 0
283 | 283 | WORK CHANGE ORDER | 630108053 | 3 | 18.02.2021 | 1662725.02 | 31891028.1 | 33553753.12 | 0238 | FTTx IBD MUMB0238 Rawal | 3300512 | SPLICING & TERM OFC,FIXED COST/DAY | 10 | EA - each | 2425 | 24250 | OFC SPLICING&TERMINATION-FIXED COST/DAY#JOB INVOLVES: 1) SPLICING & TERMINATION OF OFC CABLE AS DIRECTED BY EIC. 2) ALL TOOLS AND TACKLES, PPES, CONSUMABLES ARE IN | 0
284 | 284 | WORK CHANGE ORDER | 630108053 | 3 | 18.02.2021 | 1662725.02 | 31891028.1 | 33553753.12 | 0238 | FTTx IBD MUMB0238 Rawal | 3098777 | A11102-SELF ADHESIVE LABELS | 400 | 400.000 | 10 | 4000 | 420 | 0
285 | 285 | WORK CHANGE ORDER | 630108053 | 3 | 18.02.2021 | 1662725.02 | 31891028.1 | 33553753.12 | 0238 | FTTx IBD MUMB0238 Rawal | 3295194 | PREPARATION OF AS BUILT DRAWINGS SBP | 15 | 15 EA - each | 194 | 2910 | AS-BUILT DRAWING FOR ALL WORKS PERFORMED AS PER SCOPE | 0
286 | 286 | WORK CHANGE ORDER | 630108053 | 3 | 18.02.2021 | 1662725.02 | 31891028.1 | 33553753.12 | 0238 | FTTx IBD MUMB0238 Rawal | 3111341 | DISPOSAL OF WASTE MATERIALS DEBRIS ETC. | 15 | 15.000 NOS - No. | 679 | 10185 | Collection & disposal of various kinds of unwanted materials / debris | 0
287 | 287 | WORK CHANGE ORDER | 630108053 | 3 | 18.02.2021 | 1662725.02 | 31891028.1 | 33553753.12 | 0238 | FTTx IBD MUMB0238 Rawal | 3295891 | MATERIAL STORAGE & SECONDARY TRNSPT | 15 | 15 EA - each | 485 | 7275 | STORAGE AND SECONDARY TRANSPORTATION OF FIM MATERIAL TO BUILDINGS, TO BE CALCULATED PER BUILDING# | 0
288 | 288 | WORK CHANGE ORDER | 630108053 | 3 | 18.02.2021 | 1662725.02 | 31891028.1 | 33553753.12 | 0238 | FTTx IBD MUMB0238 Rawal | 3295897 | CHRG: PRE EXECUTION BUILDING SURVEY | 15 | 15 EA - each | 290 | 4350 | PRE EXECUTION BUILDING SURVEY:#THIS IS BUILDING SURVEY BEFORE DEPLOYMENT INSIDE BUILDING DEPLOYMENT/CONSTRUCTION INCLUDES LAYING OF CONDUITS AND OTHER ODN | 0
289 | 289 | WORK CHANGE ORDER | 630108053 | 3 | 18.02.2021 | 1662725.02 | 31891028.1 | 33553753.12 | 0238 | FTTx IBD MUMB0238 Rawal | 3318382 | CHRG DRILLING OF HOLE 25MM IN BRICK WALL | 50 | 50 EA - each | 82 | 4100 | CHARGES FOR DRILLING HOLES OF DIAMETER 25MM IN BRICK WALL WITH PROPER DRILL MACHINE AND REINSTATEMENT AFTER CONDUITING TO ENSURE WATER PROOFING OF HOLE.# | 0
290 | 290 | WORK CHANGE ORDER | 630108053 | 3 | 18.02.2021 | 1662725.02 | 31891028.1 | 33553753.12 | 0238 | FTTx IBD MUMB0238 Rawal | 3318381 | CHRG DRILLING OF HOLE 40MM IN BRICK WALL | 50 | 50 EA - each | 131 | 6550 | CHARGES FOR DRILLING HOLES OF DIAMETER 40MM IN BRICK WALL WITH PROPER DRILL MACHINE AND REINSTATEMENT AFTER CONDUITING TO ENSURE WATER PROOFING OF HOLE.# | 0
291 | 291 | WORK CHANGE ORDER | 630108053 | 3 | 18.02.2021 | 1662725.02 | 31891028.1 | 33553753.12 | 0238 | FTTx IBD MUMB0238 Rawal | 3318200 | CHRG DRILLING OF HOLE 25MM DIA IN RCC | 50 | 50 EA - each | 131 | 6550 | CHARGES FOR DRILLING HOLES OF DIAMETER 25MM IN RCC WITH PROPER DRILL MACHINE AND REINSTATEMENT AFTER CONDUITING TO ENSURE WATER PROOFING OF HOLE.# | 0
292 | 292 | WORK CHANGE ORDER | 630108053 | 3 | 18.02.2021 | 1662725.02 | 31891028.1 | 33553753.12 | 0238 | FTTx IBD MUMB0238 Rawal | 3297469 | CHRG:DRILLING OF HOLE 40MM DIA IN RCC | 50 | 50 EA - each | 165 | 8250 | CHARGES FOR DRILLING HOLES OF DIAMETER ~40MM IN RCC WITH PROPER DRILL MACHINE AND REINSTATEMENT AFTER CONDUITING TO ENSURE WATER PROOFING OF HOLE. | 0
293 | 293 | WORK CHANGE ORDER | 630108053 | 3 | 18.02.2021 | 1662725.02 | 31891028.1 | 33553753.12 | 0238 | FTTx IBD MUMB0238 Rawal | 3319692 | S&I SIMPLEX PLUG,F/40MM HDPE DUCT | 60 | EA - each | 49 | 2940 | CHARGES FOR SUPPLYING AND FIXING OF SIMPLEX PLUG FOR 40 MM HDPE DUCT# | 0
294 | 294 | WORK CHANGE ORDER | 630108053 | 3 | 18.02.2021 | 1662725.02 | 31891028.1 | 33553753.12 | 0244 | FTTx IBD MUMB0244 Fulchand | 3293883 | CHRG;SHALLOW TRENCH 40 OR 48MM 7WAY DUCT | 50 | 50 M - Meter | 160 | 8000 | EXCAVATION OF SHALLOW TRENCHES MANUALLY/CHIPPING/SLITTING UPTO A DEPTH OF 300 MM, WIDE UP TO 100 MM IN ASPHALT / CONCRETE / TILED SURFACE, LAYING 1 X 40 MM / 1 X 7 | 0
295 | 295 | WORK CHANGE ORDER | 630108053 | 3 | 18.02.2021 | 1662725.02 | 31891028.1 | 33553753.12 | 0244 | FTTx IBD MUMB0244 Fulchand | 3314515 | CHRG:SHALLOW TREN 40MM DUCT W/2 NOS | 50 | 50 M - Meter | 160 | 8000 | EXCAVATION OF SHALLOW TRENCHES MANUALLY/CHIPPING/SLITTING IN ASPHALT / CONCRETE / TILED SURFACE, LAYING 2 NOS 40 MM DUCT AND FILLING THE COMPLETE DEPTH, INCLUDING | 0
296 | 296 | WORK CHANGE ORDER | 630108053 | 3 | 18.02.2021 | 1662725.02 | 31891028.1 | 33553753.12 | 0244 | FTTx IBD MUMB0244 Fulchand | 3293878 | CHRG;CLAMPING-1X40MM/1X7WAY MICRO DUCT | 100 | 100M - Meter | 49 | 4900 | CLAMPING OF THE DUCTS 1 X 40 MM / 1 X 7 WAY MICRO DUCT ( 48 MM OD ) ALONG THE WALL WITH THE HELP OF CLAMPING AT EVERY 1 M C/C# | 0
297 | 297 | WORK CHANGE ORDER | 630108053 | 3 | 18.02.2021 | 1662725.02 | 31891028.1 | 33553753.12 | 0244 | FTTx IBD MUMB0244 Fulchand | 3292713 | CHRGS FOR TRANS&INST OF ADSS CABLE-96F | 500 | 500M - Meter | 40 | 20000 | CHARGES FOR TRANSPORTATION & INSTALLATION OF ADSS CABLE- EIC - 96F# | 0
298 | 298 | WORK CHANGE ORDER | 630108053 | 3 | 18.02.2021 | 1662725.02 | 31891028.1 | 33553753.12 | 0244 | FTTx IBD MUMB0244 Fulchand | 3294064 | INSTALLATION 48 F ADSS / FIG 8 CABLE | 1000 | 1,000 | 34 | 34000 | INSTALLATION OF THE AERIAL CABLE (48 F ADSS / FIG 8 ) ALONG WITH THE ACCESSORIES. RATE INCLUDES SURVEY COST AND LOCAL LIASIONING CHARGES. | 0
299 | 299 | WORK CHANGE ORDER | 630108053 | 3 | 18.02.2021 | 1662725.02 | 31891028.1 | 33553753.12 | 0244 | FTTx IBD MUMB0244 Fulchand | 3294065 | INSTALLATION12F ADSS / FIG 8 CABLE | 1500 | 1,500 | 24 | 36000 | INSTALLATION OF THE AERIAL CABLE (12 F ADSS / FIG 8 ) ALONG WITH THE ACCESSORIES. RATE INCLUDES SURVEY COST AND LOCAL LIASIONING CHARGES. | 0
300 | 300 | WORK CHANGE ORDER | 630108053 | 3 | 18.02.2021 | 1662725.02 | 31891028.1 | 33553753.12 | 0244 | FTTx IBD MUMB0244 Fulchand | 3294710 | INSTALLATION 6F ADSS / FIG 8 CABLE | 500 | M - Meter | 19 | 9500 | INSTALLATION OF THE AERIAL CABLE (6 F ADSS / FIG 8 ) ALONG WITH THE ACCESSORIES. RATE INCLUDES SURVEY COST AND LOCAL LIASIONING CHARGES. # | 0
301 | 301 | WORK CHANGE ORDER | 630108053 | 3 | 18.02.2021 | 1662725.02 | 31891028.1 | 33553753.12 | 0244 | FTTx IBD MUMB0244 Fulchand | 3252599 | BLOWING OF 96F | 500 | M - Meter | 15 | 7500 | CHARGES FOR BLOWING OF 96F FIBRE. | 0
302 | 302 | WORK CHANGE ORDER | 630108053 | 3 | 18.02.2021 | 1662725.02 | 31891028.1 | 33553753.12 | 0244 | FTTx IBD MUMB0244 Fulchand | 3294262 | BLOWING / PULLING-48 F | 700 | M - Meter | 10 | 7000 | PULLING/BLOWING OF OFC- 48 F INCLUDING ALL MATERIALS, LABOUR, TOOLS, TACKLES, ETC.. # | 0
303 | 303 | WORK CHANGE ORDER | 630108053 | 3 | 18.02.2021 | 1662725.02 | 31891028.1 | 33553753.12 | 0244 | FTTx IBD MUMB0244 Fulchand | 3294264 | BLOWING / PULLING-12 F | 2000 | 2,000 | 7 | 14000 | PULLING/BLOWING OF OFC-12F INCLUDING ALL MATERIALS, LABOUR, TOOLS, TACKLES, ETC.. # | 0
304 | 304 | WORK CHANGE ORDER | 630108053 | 3 | 18.02.2021 | 1662725.02 | 31891028.1 | 33553753.12 | 0244 | FTTx IBD MUMB0244 Fulchand | 3294265 | BLOWING / PULLING-6 F | 1000 | 1,000 | 5 | 5000 | PULLING/BLOWING OF OFC-6F INCLUDING ALL MATERIALS, LABOUR, TOOLS, TACKLES, ETC.. # | 0
305 | 305 | WORK CHANGE ORDER | 630108053 | 3 | 18.02.2021 | 1662725.02 | 31891028.1 | 33553753.12 | 0244 | FTTx IBD MUMB0244 Fulchand | 3291570 | INSTLTN OF ACCESS CHAMBER 750X400X500 MM | 2 | 2 EA - each | 2328 | 4656 | INSTALLATION OF ACCESS CHAMBERS - SIZE - 750X400X500 MM DEEP.#INCLUDING COVER & LIFTING OF ACCESS CHAMBER-UPTO 50KMS INCLUDING HANDLING ,#EXCAVATION & | 0
306 | 306 | WORK CHANGE ORDER | 630108053 | 3 | 18.02.2021 | 1662725.02 | 31891028.1 | 33553753.12 | 0244 | FTTx IBD MUMB0244 Fulchand | 3314518 | INST OF PULLING CHAMBER 400X400X500MM | 10 | 10 EA - each | 970 | 9700 | INSTALLATION OF PULLING CHAMBERS - SIZE - 400X400X500 MM DEEP ; INCLUDING COVER .#EXCAVATION & BACKFILLING OF PITS ETC AS PER DRAWINGS , SPECIFICATIONS#AND AS | 0
307 | 307 | WORK CHANGE ORDER | 630108053 | 3 | 18.02.2021 | 1662725.02 | 31891028.1 | 33553753.12 | 0244 | FTTx IBD MUMB0244 Fulchand | 3294239 | CHRG;REINST,TRENCH,PCC-1:2:4,GRAVEL 20MM | 1 | 1 M3 - Cubic meter | 5335 | 5335 | CHARGES FOR REINSTATEMENT OF THE TRENCHES / PITS INCLUDING ALL MATERIALS , LABOUR, TOOLS TACKES ETC..BY PCC -1:2:4 GRAVEL SIZE - 20 MM & CURING FOR 7 DAYS. THIS ITEM | 0
308 | 308 | WORK CHANGE ORDER | 630108053 | 3 | 18.02.2021 | 1662725.02 | 31891028.1 | 33553753.12 | 0244 | FTTx IBD MUMB0244 Fulchand | 3291785 | RSTRTN EXCVTD SURFACE- W/COLD BITUMEN | 10 | 10 M - Meter | 1000 | 10000 | CHARGES FOR RESTORATION OF THE EXCAVATED SURFACES USING THE COLD BITUMEN INCLUDING PROPER COMPACTION ETC. ALL COMPLETE INCLUDING ALL MATERIALS TOOLS TACKLES | 0
309 | 309 | WORK CHANGE ORDER | 630108053 | 3 | 18.02.2021 | 1662725.02 | 31891028.1 | 33553753.12 | 0244 | FTTx IBD MUMB0244 Fulchand | 3291786 | RSTRTN EXCVTD SURFACES-W/ HOT BITUMEN | 10 | 10 M - Meter | 383 | 3830 | CHARGES FOR RESTORATION OF THE EXCAVATED SURFACES USING THE HOT BITUMEN INCLUDING PROPER COMPACTION ETC. ALL COMPLETE INCLUDING ALL MATERIALS TOOLS TACKLES | 0
310 | 310 | WORK CHANGE ORDER | 630108053 | 3 | 18.02.2021 | 1662725.02 | 31891028.1 | 33553753.12 | 0244 | FTTx IBD MUMB0244 Fulchand | 3290664 | CHRG F/RESTORATN OF SURF ;W/EXT TILES | 30 | 30 M - Meter | 286 | 8580 | CHARGES FOR RESTORATION OF THE EXCAVATED SURFACES USING THE EXISTING TILES OVER 100 MM THICK CONCRETE BEDDING. THE COST TO INCLUDE THE COST OF THE TILES, | 0
311 | 311 | WORK CHANGE ORDER | 630108053 | 3 | 18.02.2021 | 1662725.02 | 31891028.1 | 33553753.12 | 0244 | FTTx IBD MUMB0244 Fulchand | 3291784 | RSTRTN EXCVTD SURFACE-W/ PAVER BLOCK | 30 | 30 M - Meter | 631 | 18930 | CHARGES FOR RESTORATION OF THE EXCAVATED SURFACE USING NEW INTER LOCKING PAVER BLOCK OVER 100 MM THICK CONCRETE BEDDING. THE COST TO INCLUDE THE COST OF THE | 0
312 | 312 | WORK CHANGE ORDER | 630108053 | 3 | 18.02.2021 | 1662725.02 | 31891028.1 | 33553753.12 | 0244 | FTTx IBD MUMB0244 Fulchand | 3291783 | RESTORATION OF EXCV SURFACE-W/KOTA STONE | 10 | 10 M - Meter | 550 | 5500 | CHARGES FOR RESTORATION OF THE EXCAVATED SURFACE USING NEW KOTA STONE OVER 100 MM THICK CONCRETE BEDDING. THE COST TO INCLUDE THE COST OF THE KOTA STONE , | 0
313 | 313 | WORK CHANGE ORDER | 630108053 | 3 | 18.02.2021 | 1662725.02 | 31891028.1 | 33553753.12 | 0244 | FTTx IBD MUMB0244 Fulchand | 3290665 | CHRG F/RESTORATN OF SURF ;W/CHEQUED TILE | 30 | 30 M - Meter | 419 | 12570 | CHARGES FOR RESTORATION OF THE EXCAVATED SURFACE USING NEW INTER CHEQUERED TILE OVER 100 MM THICK CONCRETE BEDDING. THE COST TO INCLUDE THE COST OF THE KOTA | 0
314 | 314 | WORK CHANGE ORDER | 630108053 | 3 | 18.02.2021 | 1662725.02 | 31891028.1 | 33553753.12 | 0244 | FTTx IBD MUMB0244 Fulchand | 3171149 | S/FIXING PVC CONDUIT 25 MM | 1000 | 1,000 | 60 | 60000 | S/FIXING PVC CONDUIT 25MM | 0
315 | 315 | WORK CHANGE ORDER | 630108053 | 3 | 18.02.2021 | 1662725.02 | 31891028.1 | 33553753.12 | 0244 | FTTx IBD MUMB0244 Fulchand | 3171151 | S/FIXING PVC CONDUIT 40 MM | 600 | M - Meter | 111 | 66600 | S/FIXING PVC CONDUIT 40 MM | 0
316 | 316 | WORK CHANGE ORDER | 630108053 | 3 | 18.02.2021 | 1662725.02 | 31891028.1 | 33553753.12 | 0244 | FTTx IBD MUMB0244 Fulchand | 3318608 | S&I 25MM PVC CONDUIT USING SCAFFOLDING | 100 | 100M - Meter | 133 | 13300 | SUPPLY AND INSTALLATION OF 25MM OUTER DIA CONDUIT ON EXTERNAL WALL WITH THE HELP OF JHOOLA HOLDING INCLUDING MANPOWER, COUPLERS, BENDS, TEES, SADDLES, CLAMPS, | 0
317 | 317 | WORK CHANGE ORDER | 630108053 | 3 | 18.02.2021 | 1662725.02 | 31891028.1 | 33553753.12 | 0244 | FTTx IBD MUMB0244 Fulchand | 3318609 | S&I 40MM PVC CONDUIT USING SCAFFOLDING | 100 | 100M - Meter | 188 | 18800 | SUPPLY AND INSTALLATION OF 40MM OUTER DIA CONDUIT ON EXTERNAL WALL WITH THE HELP OF JHOOLA HOLDING INCLUDING MANPOWER, COUPLERS, BENDS, TEES, SADDLES, CLAMPS, | 0
318 | 318 | WORK CHANGE ORDER | 630108053 | 3 | 18.02.2021 | 1662725.02 | 31891028.1 | 33553753.12 | 0244 | FTTx IBD MUMB0244 Fulchand | 3206508 | SUP&LAY FLEX PVC CONDUIT DIA 25MM | 200 | M - Meter | 71 | 14200 | Supplying and laying of following sizes of flexible PVC conduit along with conduit accessories complete as required. | 0
319 | 319 | WORK CHANGE ORDER | 630108053 | 3 | 18.02.2021 | 1662725.02 | 31891028.1 | 33553753.12 | 0244 | FTTx IBD MUMB0244 Fulchand | 3206510 | SUP&LAY FLEX PVC CONDUIT DIA 40MM | 150 | M - Meter | 116 | 17400 | Supplying and laying of following sizes of flexible PVC conduit along with conduit | 0
320 | 320 | WORK CHANGE ORDER | 630108053 | 3 | 18.02.2021 | 1662725.02 | 31891028.1 | 33553753.12 | 0244 | FTTx IBD MUMB0244 Fulchand | 3318971 | S&I 25MM FLEXI PVC CONDUIT W/SCAFFOLDING | 100 | 100M - Meter | 144 | 14400 | SUPPLY AND INSTALLATION OF 25MM DIA REINFORCED FLEXIBLE CONDUIT ON EXTERNAL WALL WITH THE HELP OF JHOOLA HOLDING INCLUDING MANPOWER, COUPLERS, BENDS, TEES, | 0
321 | 321 | WORK CHANGE ORDER | 630108053 | 3 | 18.02.2021 | 1662725.02 | 31891028.1 | 33553753.12 | 0244 | FTTx IBD MUMB0244 Fulchand | 3318972 | S&I 40MM FLEXI PVC CONDUIT W/SCAFFOLDING | 100 | 100M - Meter | 194 | 19400 | SUPPLY AND INSTALLATION OF 40MM DIA REINFORCED FLEXIBLE CONDUIT ON EXTERNAL WALL WITH THE HELP OF JHOOLA HOLDING INCLUDING MANPOWER, COUPLERS, BENDS, TEES, | 0
322 | 322 | WORK CHANGE ORDER | 630108053 | 3 | 18.02.2021 | 1662725.02 | 31891028.1 | 33553753.12 | 0244 | FTTx IBD MUMB0244 Fulchand | 3319687 | P&F PVC JUNCTION BOX 40MM,4-WAY | 150 | EA - each | 30 | 4500 | CHARGES FOR SUPPLYING AND FIXING OF PVC JUNCTION BOX 40MM,FOUR WAY IN REQUIRED POSITION ALONG THE LINE OF PVC CONDUIT# | 0
323 | 323 | WORK CHANGE ORDER | 630108053 | 3 | 18.02.2021 | 1662725.02 | 31891028.1 | 33553753.12 | 0244 | FTTx IBD MUMB0244 Fulchand | 3319688 | P&F PVC JUNCTION BOX 40MM,3-WAY | 150 | EA - each | 30 | 4500 | CHARGES FOR SUPPLYING AND FIXING OF PVC JUNCTION BOX 40MM,THREE WAY IN REQUIRED POSITION ALONG THE LINE OF PVC CONDUIT# | 0
324 | 324 | WORK CHANGE ORDER | 630108053 | 3 | 18.02.2021 | 1662725.02 | 31891028.1 | 33553753.12 | 0244 | FTTx IBD MUMB0244 Fulchand | 3192918 | CHRG:S/F:PVC JUNCTION BOX 25MM,4-WAY | 150 | 150EA - each | 19 | 2850 | CHARGES FOR SUPPLYING AND FIXING OF PVC JUNCTION BOX | 0
325 | 325 | WORK CHANGE ORDER | 630108053 | 3 | 18.02.2021 | 1662725.02 | 31891028.1 | 33553753.12 | 0244 | FTTx IBD MUMB0244 Fulchand | 3192917 | CHRG:S/F:PVC JUNCTION BOX 25MM,3-WAY | 150 | 150EA - each | 19 | 2850 | CHARGES FOR SUPPLYING AND FIXING OF PVC JUNCTION BOX | 0
326 | 326 | WORK CHANGE ORDER | 630108053 | 3 | 18.02.2021 | 1662725.02 | 31891028.1 | 33553753.12 | 0244 | FTTx IBD MUMB0244 Fulchand | 3259755 | INSTALLATION OF FDC | 15 | EA - each | 49 | 735 | Installation of Fibre Distribution Cabinet | 0
327 | 327 | WORK CHANGE ORDER | 630108053 | 3 | 18.02.2021 | 1662725.02 | 31891028.1 | 33553753.12 | 0244 | FTTx IBD MUMB0244 Fulchand | 3294022 | INSTALLATION OF FAT (WALL/POLE MOUNTED) | 50 | 50 EA - each | 49 | 2450 | INSTALLATION OF FIBRE ACCESS TERMINAL (WALL/POLE MOUNTED)# | 0
328 | 328 | WORK CHANGE ORDER | 630108053 | 3 | 18.02.2021 | 1662725.02 | 31891028.1 | 33553753.12 | 0244 | FTTx IBD MUMB0244 Fulchand | 3293902 | INSTALLATION LEVEL 1 ( S1 ) SPLITTER | 20 | EA - each | 49 | 980 | INSTALLATION OF FREE ISSUED SPLITTER AT SUGGESTED LOCATION INCLUDING ALL MANPOWER, TOOLS TACKLES, HARDWARES ETC. COMPLETE AS PER THE DRG AND DIRECTION OF | 0
329 | 329 | WORK CHANGE ORDER | 630108053 | 3 | 18.02.2021 | 1662725.02 | 31891028.1 | 33553753.12 | 0244 | FTTx IBD MUMB0244 Fulchand | 3293903 | INSTALLATION LEVEL 2 ( S2 ) SPLITTER | 160 | EA - each | 49 | 7840 | INSTALLATION OF FREE ISSUED SPLITTER AT SUGGESTED LOCATION INCLUDING ALL MANPOWER, TOOLS TACKLES, HARDWARES ETC. COMPLETE AS PER THE DRG AND DIRECTION OF | 0
330 | 330 | WORK CHANGE ORDER | 630108053 | 3 | 18.02.2021 | 1662725.02 | 31891028.1 | 33553753.12 | 0244 | FTTx IBD MUMB0244 Fulchand | 3252601 | SPLICING,JOINTING & TERMINATION-48F | 500 | 500.000 NOS - No. | 112 | 56000 | CHARGES FOR SPLICING,JOINTING & TERMINATION OF 48F FIBRE. | 0
331 | 331 | WORK CHANGE ORDER | 630108053 | 3 | 18.02.2021 | 1662725.02 | 31891028.1 | 33553753.12 | 0244 | FTTx IBD MUMB0244 Fulchand | 3252602 | SPLICING,JOINTING & TERMINATION-96F | 192 | 192.000 NOS - No. | 112 | 21504 | CHARGES FOR SPLICING,JOINTING & TERMINATION OF 96F FIBRE. | 0
332 | 332 | WORK CHANGE ORDER | 630108053 | 3 | 18.02.2021 | 1662725.02 | 31891028.1 | 33553753.12 | 0244 | FTTx IBD MUMB0244 Fulchand | 3300512 | SPLICING & TERM OFC,FIXED COST/DAY | 10 | EA - each | 2425 | 24250 | OFC SPLICING&TERMINATION-FIXED COST/DAY#JOB INVOLVES: 1) SPLICING & TERMINATION OF OFC CABLE AS DIRECTED | 0
333 | 333 | WORK CHANGE ORDER | 630108053 | 3 | 18.02.2021 | 1662725.02 | 31891028.1 | 33553753.12 | 0244 | FTTx IBD MUMB0244 Fulchand | 3098777 | A11102-SELF ADHESIVE LABELS | 400 | 400.000 | 10 | 4000 | 420 | 0
334 | 334 | WORK CHANGE ORDER | 630108053 | 3 | 18.02.2021 | 1662725.02 | 31891028.1 | 33553753.12 | 0244 | FTTx IBD MUMB0244 Fulchand | 3295194 | PREPARATION OF AS BUILT DRAWINGS SBP | 15 | 15 EA - each | 194 | 2910 | AS-BUILT DRAWING FOR ALL WORKS PERFORMED AS PER SCOPE | 0
335 | 335 | WORK CHANGE ORDER | 630108053 | 3 | 18.02.2021 | 1662725.02 | 31891028.1 | 33553753.12 | 0244 | FTTx IBD MUMB0244 Fulchand | 3111341 | DISPOSAL OF WASTE MATERIALS DEBRIS ETC. | 15 | 15.000 NOS - No. | 679 | 10185 | Collection & disposal of various kinds of unwanted materials / debris | 0
336 | 336 | WORK CHANGE ORDER | 630108053 | 3 | 18.02.2021 | 1662725.02 | 31891028.1 | 33553753.12 | 0244 | FTTx IBD MUMB0244 Fulchand | 3295891 | MATERIAL STORAGE & SECONDARY TRNSPT | 15 | 15 EA - each | 485 | 7275 | STORAGE AND SECONDARY TRANSPORTATION OF FIM MATERIAL TO BUILDINGS, TO BE CALCULATED PER BUILDING# | 0
337 | 337 | WORK CHANGE ORDER | 630108053 | 3 | 18.02.2021 | 1662725.02 | 31891028.1 | 33553753.12 | 0244 | FTTx IBD MUMB0244 Fulchand | 3295897 | CHRG: PRE EXECUTION BUILDING SURVEY | 15 | 15 EA - each | 290 | 4350 | PRE EXECUTION BUILDING SURVEY:#THIS IS BUILDING SURVEY BEFORE DEPLOYMENT INSIDE BUILDING DEPLOYMENT/CONSTRUCTION INCLUDES LAYING OF CONDUITS AND OTHER ODN | 0
338 | 338 | WORK CHANGE ORDER | 630108053 | 3 | 18.02.2021 | 1662725.02 | 31891028.1 | 33553753.12 | 0244 | FTTx IBD MUMB0244 Fulchand | 3318382 | CHRG DRILLING OF HOLE 25MM IN BRICK WALL | 50 | 50 EA - each | 82 | 4100 | CHARGES FOR DRILLING HOLES OF DIAMETER 25MM IN BRICK WALL WITH PROPER DRILL MACHINE AND REINSTATEMENT AFTER CONDUITING TO ENSURE WATER PROOFING OF HOLE.# | 0
339 | 339 | WORK CHANGE ORDER | 630108053 | 3 | 18.02.2021 | 1662725.02 | 31891028.1 | 33553753.12 | 0244 | FTTx IBD MUMB0244 Fulchand | 3318381 | CHRG DRILLING OF HOLE 40MM IN BRICK WALL | 50 | 50 EA - each | 131 | 6550 | CHARGES FOR DRILLING HOLES OF DIAMETER 40MM IN BRICK WALL WITH PROPER DRILL MACHINE AND REINSTATEMENT AFTER CONDUITING TO ENSURE WATER PROOFING OF HOLE.# | 0
340 | 340 | WORK CHANGE ORDER | 630108053 | 3 | 18.02.2021 | 1662725.02 | 31891028.1 | 33553753.12 | 0244 | FTTx IBD MUMB0244 Fulchand | 3318200 | CHRG DRILLING OF HOLE 25MM DIA IN RCC | 50 | 50 EA - each | 131 | 6550 | CHARGES FOR DRILLING HOLES OF DIAMETER 25MM IN RCC WITH PROPER DRILL MACHINE AND REINSTATEMENT AFTER CONDUITING TO ENSURE WATER PROOFING OF HOLE.# | 0
341 | 341 | WORK CHANGE ORDER | 630108053 | 3 | 18.02.2021 | 1662725.02 | 31891028.1 | 33553753.12 | 0244 | FTTx IBD MUMB0244 Fulchand | 3297469 | CHRG:DRILLING OF HOLE 40MM DIA IN RCC | 50 | 50 EA - each | 165 | 8250 | CHARGES FOR DRILLING HOLES OF DIAMETER ~40MM IN RCC WITH PROPER DRILL MACHINE AND REINSTATEMENT AFTER CONDUITING TO ENSURE WATER PROOFING OF HOLE. | 0
342 | 342 | WORK CHANGE ORDER | 630108053 | 3 | 18.02.2021 | 1662725.02 | 31891028.1 | 33553753.12 | 0244 | FTTx IBD MUMB0244 Fulchand | 3319692 | S&I SIMPLEX PLUG,F/40MM HDPE DUCT | 60 | EA - each | 49 | 2940 | CHARGES FOR SUPPLYING AND FIXING OF SIMPLEX PLUG FOR 40 MM HDPE DUCT# | 0
343 | 343 | WORK CHANGE ORDER | 630108053 | 3 | 18.02.2021 | 1662725.02 | 31891028.1 | 33553753.12 | 0244 | FTTx IBD MUMB0244 Fulchand | 3297394 | REMOVAL OF FIBRE CABLE 12F | 119 | M - Meter | 4 | 476 | REMOVAL OF ALREADY LAID FIBER CABLE OF 12F# | 0
344 | 344 | WORK CHANGE ORDER | 630108053 | 3 | 18.02.2021 | 1662725.02 | 31891028.1 | 33553753.12 | 0306 | FTTx IBD MUMB0306 Shivalaya | 3293883 | CHRG;SHALLOW TRENCH 40 OR 48MM 7WAY DUCT | 50 | 50 M - Meter | 160 | 8000 | EXCAVATION OF SHALLOW TRENCHES MANUALLY/CHIPPING/SLITTING UPTO A DEPTH OF 300 MM, WIDE UP TO 100 MM IN ASPHALT / CONCRETE / TILED SURFACE, LAYING 1 X 40 MM / 1 X 7 | 0
345 | 345 | WORK CHANGE ORDER | 630108053 | 3 | 18.02.2021 | 1662725.02 | 31891028.1 | 33553753.12 | 0306 | FTTx IBD MUMB0306 Shivalaya | 3314515 | CHRG:SHALLOW TREN 40MM DUCT W/2 NOS | 50 | 50 M - Meter | 160 | 8000 | EXCAVATION OF SHALLOW TRENCHES MANUALLY/CHIPPING/SLITTING IN ASPHALT / CONCRETE / TILED SURFACE, LAYING 2 NOS 40 MM DUCT AND FILLING THE COMPLETE DEPTH, INCLUDING | 0
346 | 346 | WORK CHANGE ORDER | 630108053 | 3 | 18.02.2021 | 1662725.02 | 31891028.1 | 33553753.12 | 0306 | FTTx IBD MUMB0306 Shivalaya | 3293878 | CHRG;CLAMPING-1X40MM/1X7WAY MICRO DUCT | 100 | 100M - Meter | 49 | 4900 | CLAMPING OF THE DUCTS 1 X 40 MM / 1 X 7 WAY MICRO DUCT ( 48 MM OD ) ALONG THE WALL WITH THE HELP OF CLAMPING AT EVERY 1 M C/C# | 0
347 | 347 | WORK CHANGE ORDER | 630108053 | 3 | 18.02.2021 | 1662725.02 | 31891028.1 | 33553753.12 | 0306 | FTTx IBD MUMB0306 Shivalaya | 3292713 | CHRGS FOR TRANS&INST OF ADSS CABLE-96F | 500 | 500M - Meter | 40 | 20000 | CHARGES FOR TRANSPORTATION & INSTALLATION OF ADSS CABLE- EIC - 96F# | 0
348 | 348 | WORK CHANGE ORDER | 630108053 | 3 | 18.02.2021 | 1662725.02 | 31891028.1 | 33553753.12 | 0306 | FTTx IBD MUMB0306 Shivalaya | 3294064 | INSTALLATION 48 F ADSS / FIG 8 CABLE | 1000 | 1,000 | 34 | 34000 | INSTALLATION OF THE AERIAL CABLE (48 F ADSS / FIG 8 ) ALONG WITH THE ACCESSORIES. RATE INCLUDES SURVEY COST AND LOCAL LIASIONING CHARGES. | 0
349 | 349 | WORK CHANGE ORDER | 630108053 | 3 | 18.02.2021 | 1662725.02 | 31891028.1 | 33553753.12 | 0306 | FTTx IBD MUMB0306 Shivalaya | 3294065 | INSTALLATION12F ADSS / FIG 8 CABLE | 1500 | 1,500 | 24 | 36000 | INSTALLATION OF THE AERIAL CABLE (12 F ADSS / FIG 8 ) ALONG WITH THE ACCESSORIES. RATE INCLUDES SURVEY COST AND LOCAL LIASIONING CHARGES. | 0
350 | 350 | WORK CHANGE ORDER | 630108053 | 3 | 18.02.2021 | 1662725.02 | 31891028.1 | 33553753.12 | 0306 | FTTx IBD MUMB0306 Shivalaya | 3294710 | INSTALLATION 6F ADSS / FIG 8 CABLE | 500 | M - Meter | 19 | 9500 | INSTALLATION OF THE AERIAL CABLE (6 F ADSS / FIG 8 ) ALONG WITH THE ACCESSORIES. RATE INCLUDES SURVEY COST AND LOCAL LIASIONING CHARGES. # | 0
351 | 351 | WORK CHANGE ORDER | 630108053 | 3 | 18.02.2021 | 1662725.02 | 31891028.1 | 33553753.12 | 0306 | FTTx IBD MUMB0306 Shivalaya | 3252599 | BLOWING OF 96F | 500 | M - Meter | 15 | 7500 | CHARGES FOR BLOWING OF 96F FIBRE. | 0
352 | 352 | WORK CHANGE ORDER | 630108053 | 3 | 18.02.2021 | 1662725.02 | 31891028.1 | 33553753.12 | 0306 | FTTx IBD MUMB0306 Shivalaya | 3294262 | BLOWING / PULLING-48 F | 700 | M - Meter | 10 | 7000 | PULLING/BLOWING OF OFC- 48 F INCLUDING ALL MATERIALS, LABOUR, TOOLS, TACKLES, ETC.. # | 0
353 | 353 | WORK CHANGE ORDER | 630108053 | 3 | 18.02.2021 | 1662725.02 | 31891028.1 | 33553753.12 | 0306 | FTTx IBD MUMB0306 Shivalaya | 3294264 | BLOWING / PULLING-12 F | 2000 | 2,000 | 7 | 14000 | PULLING/BLOWING OF OFC-12F INCLUDING ALL MATERIALS, LABOUR, TOOLS, TACKLES, ETC.. # | 0
354 | 354 | WORK CHANGE ORDER | 630108053 | 3 | 18.02.2021 | 1662725.02 | 31891028.1 | 33553753.12 | 0306 | FTTx IBD MUMB0306 Shivalaya | 3294265 | BLOWING / PULLING-6 F | 1000 | 1,000 | 5 | 5000 | PULLING/BLOWING OF OFC-6F INCLUDING ALL MATERIALS, LABOUR, TOOLS, TACKLES, ETC.. # | 0
355 | 355 | WORK CHANGE ORDER | 630108053 | 3 | 18.02.2021 | 1662725.02 | 31891028.1 | 33553753.12 | 0306 | FTTx IBD MUMB0306 Shivalaya | 3291570 | INSTLTN OF ACCESS CHAMBER 750X400X500 MM | 2 | 2 EA - each | 2328 | 4656 | INSTALLATION OF ACCESS CHAMBERS - SIZE - 750X400X500 MM DEEP.#INCLUDING COVER & LIFTING OF ACCESS CHAMBER-UPTO 50KMS INCLUDING HANDLING ,#EXCAVATION & | 0
356 | 356 | WORK CHANGE ORDER | 630108053 | 3 | 18.02.2021 | 1662725.02 | 31891028.1 | 33553753.12 | 0306 | FTTx IBD MUMB0306 Shivalaya | 3314518 | INST OF PULLING CHAMBER 400X400X500MM | 10 | 10 EA - each | 970 | 9700 | INSTALLATION OF PULLING CHAMBERS - SIZE - 400X400X500 MM DEEP ; INCLUDING COVER .#EXCAVATION & BACKFILLING OF PITS ETC AS PER DRAWINGS , SPECIFICATIONS#AND AS | 0
357 | 357 | WORK CHANGE ORDER | 630108053 | 3 | 18.02.2021 | 1662725.02 | 31891028.1 | 33553753.12 | 0306 | FTTx IBD MUMB0306 Shivalaya | 3294239 | CHRG;REINST,TRENCH,PCC-1:2:4,GRAVEL 20MM | 1 | 1 M3 - Cubic meter | 5335 | 5335 | CHARGES FOR REINSTATEMENT OF THE TRENCHES / PITS INCLUDING ALL MATERIALS , LABOUR, TOOLS TACKES ETC..BY PCC -1:2:4 GRAVEL SIZE - 20 MM & CURING FOR 7 DAYS. THIS ITEM | 0
358 | 358 | WORK CHANGE ORDER | 630108053 | 3 | 18.02.2021 | 1662725.02 | 31891028.1 | 33553753.12 | 0306 | FTTx IBD MUMB0306 Shivalaya | 3291785 | RSTRTN EXCVTD SURFACE- W/COLD BITUMEN | 10 | 10 M - Meter | 1000 | 10000 | CHARGES FOR RESTORATION OF THE EXCAVATED SURFACES USING THE COLD BITUMEN INCLUDING PROPER COMPACTION ETC. ALL COMPLETE INCLUDING ALL MATERIALS TOOLS TACKLES | 0
359 | 359 | WORK CHANGE ORDER | 630108053 | 3 | 18.02.2021 | 1662725.02 | 31891028.1 | 33553753.12 | 0306 | FTTx IBD MUMB0306 Shivalaya | 3291786 | RSTRTN EXCVTD SURFACES-W/ HOT BITUMEN | 10 | 10 M - Meter | 383 | 3830 | CHARGES FOR RESTORATION OF THE EXCAVATED SURFACES USING THE HOT BITUMEN INCLUDING PROPER COMPACTION ETC. ALL COMPLETE INCLUDING ALL MATERIALS TOOLS TACKLES | 0
360 | 360 | WORK CHANGE ORDER | 630108053 | 3 | 18.02.2021 | 1662725.02 | 31891028.1 | 33553753.12 | 0306 | FTTx IBD MUMB0306 Shivalaya | 3290664 | CHRG F/RESTORATN OF SURF ;W/EXT TILES | 30 | 30 M - Meter | 286 | 8580 | CHARGES FOR RESTORATION OF THE EXCAVATED SURFACES USING THE EXISTING TILES OVER 100 MM THICK CONCRETE BEDDING. THE COST TO INCLUDE THE COST OF THE TILES, | 0
361 | 361 | WORK CHANGE ORDER | 630108053 | 3 | 18.02.2021 | 1662725.02 | 31891028.1 | 33553753.12 | 0306 | FTTx IBD MUMB0306 Shivalaya | 3291784 | RSTRTN EXCVTD SURFACE-W/ PAVER BLOCK | 30 | 30 M - Meter | 631 | 18930 | CHARGES FOR RESTORATION OF THE EXCAVATED SURFACE USING NEW INTER LOCKING PAVER BLOCK OVER 100 MM THICK CONCRETE BEDDING. THE COST TO INCLUDE THE COST OF THE | 0
362 | 362 | WORK CHANGE ORDER | 630108053 | 3 | 18.02.2021 | 1662725.02 | 31891028.1 | 33553753.12 | 0306 | FTTx IBD MUMB0306 Shivalaya | 3291783 | RESTORATION OF EXCV SURFACE-W/KOTA STONE | 10 | 10 M - Meter | 550 | 5500 | CHARGES FOR RESTORATION OF THE EXCAVATED SURFACE USING NEW KOTA STONE OVER 100 MM THICK CONCRETE BEDDING. THE COST TO INCLUDE THE COST OF THE KOTA STONE , | 0
363 | 363 | WORK CHANGE ORDER | 630108053 | 3 | 18.02.2021 | 1662725.02 | 31891028.1 | 33553753.12 | 0306 | FTTx IBD MUMB0306 Shivalaya | 3290665 | CHRG F/RESTORATN OF SURF ;W/CHEQUED TILE | 30 | 30 M - Meter | 419 | 12570 | CHARGES FOR RESTORATION OF THE EXCAVATED SURFACE USING NEW INTER CHEQUERED TILE OVER 100 MM THICK CONCRETE BEDDING. THE COST TO INCLUDE THE COST OF THE KOTA | 0
364 | 364 | WORK CHANGE ORDER | 630108053 | 3 | 18.02.2021 | 1662725.02 | 31891028.1 | 33553753.12 | 0306 | FTTx IBD MUMB0306 Shivalaya | 3171149 | S/FIXING PVC CONDUIT 25 MM | 1000 | 1,000 | 60 | 60000 | S/FIXING PVC CONDUIT 25MM | 0
365 | 365 | WORK CHANGE ORDER | 630108053 | 3 | 18.02.2021 | 1662725.02 | 31891028.1 | 33553753.12 | 0306 | FTTx IBD MUMB0306 Shivalaya | 3171151 | S/FIXING PVC CONDUIT 40 MM | 600 | M - Meter | 111 | 66600 | S/FIXING PVC CONDUIT 40 MM | 0
366 | 366 | WORK CHANGE ORDER | 630108053 | 3 | 18.02.2021 | 1662725.02 | 31891028.1 | 33553753.12 | 0306 | FTTx IBD MUMB0306 Shivalaya | 3318608 | S&I 25MM PVC CONDUIT USING SCAFFOLDING | 100 | 100M - Meter | 133 | 13300 | SUPPLY AND INSTALLATION OF 25MM OUTER DIA CONDUIT ON EXTERNAL WALL WITH THE HELP OF JHOOLA HOLDING INCLUDING MANPOWER, COUPLERS, BENDS, TEES, SADDLES, CLAMPS, | 0
367 | 367 | WORK CHANGE ORDER | 630108053 | 3 | 18.02.2021 | 1662725.02 | 31891028.1 | 33553753.12 | 0306 | FTTx IBD MUMB0306 Shivalaya | 3318609 | S&I 40MM PVC CONDUIT USING SCAFFOLDING | 100 | 100M - Meter | 188 | 18800 | SUPPLY AND INSTALLATION OF 40MM OUTER DIA CONDUIT ON EXTERNAL WALL WITH THE HELP OF JHOOLA HOLDING INCLUDING MANPOWER, COUPLERS, BENDS, TEES, SADDLES, CLAMPS, | 0
368 | 368 | WORK CHANGE ORDER | 630108053 | 3 | 18.02.2021 | 1662725.02 | 31891028.1 | 33553753.12 | 0306 | FTTx IBD MUMB0306 Shivalaya | 3206508 | SUP&LAY FLEX PVC CONDUIT DIA 25MM | 200 | M - Meter | 71 | 14200 | Supplying and laying of following sizes of flexible PVC conduit along with conduit accessories complete as required. | 0
369 | 369 | WORK CHANGE ORDER | 630108053 | 3 | 18.02.2021 | 1662725.02 | 31891028.1 | 33553753.12 | 0306 | FTTx IBD MUMB0306 Shivalaya | 3206510 | SUP&LAY FLEX PVC CONDUIT DIA 40MM | 150 | M - Meter | 116 | 17400 | Supplying and laying of following sizes of flexible PVC conduit along with conduit | 0
370 | 370 | WORK CHANGE ORDER | 630108053 | 3 | 18.02.2021 | 1662725.02 | 31891028.1 | 33553753.12 | 0306 | FTTx IBD MUMB0306 Shivalaya | 3318971 | S&I 25MM FLEXI PVC CONDUIT W/SCAFFOLDING | 100 | 100M - Meter | 144 | 14400 | SUPPLY AND INSTALLATION OF 25MM DIA REINFORCED FLEXIBLE CONDUIT ON EXTERNAL WALL WITH THE HELP OF JHOOLA HOLDING INCLUDING MANPOWER, COUPLERS, BENDS, TEES, | 0
371 | 371 | WORK CHANGE ORDER | 630108053 | 3 | 18.02.2021 | 1662725.02 | 31891028.1 | 33553753.12 | 0306 | FTTx IBD MUMB0306 Shivalaya | 3318972 | S&I 40MM FLEXI PVC CONDUIT W/SCAFFOLDING | 100 | 100M - Meter | 194 | 19400 | SUPPLY AND INSTALLATION OF 40MM DIA REINFORCED FLEXIBLE CONDUIT ON EXTERNAL WALL WITH THE HELP OF JHOOLA HOLDING INCLUDING MANPOWER, COUPLERS, BENDS, TEES, | 0
372 | 372 | WORK CHANGE ORDER | 630108053 | 3 | 18.02.2021 | 1662725.02 | 31891028.1 | 33553753.12 | 0306 | FTTx IBD MUMB0306 Shivalaya | 3319687 | P&F PVC JUNCTION BOX 40MM,4-WAY | 150 | EA - each | 30 | 4500 | CHARGES FOR SUPPLYING AND FIXING OF PVC JUNCTION BOX 40MM,FOUR WAY IN REQUIRED POSITION ALONG THE LINE OF PVC CONDUIT# | 0
373 | 373 | WORK CHANGE ORDER | 630108053 | 3 | 18.02.2021 | 1662725.02 | 31891028.1 | 33553753.12 | 0306 | FTTx IBD MUMB0306 Shivalaya | 3319688 | P&F PVC JUNCTION BOX 40MM,3-WAY | 150 | EA - each | 30 | 4500 | CHARGES FOR SUPPLYING AND FIXING OF PVC JUNCTION BOX 40MM,THREE WAY IN REQUIRED POSITION ALONG THE LINE OF PVC CONDUIT# | 0
374 | 374 | WORK CHANGE ORDER | 630108053 | 3 | 18.02.2021 | 1662725.02 | 31891028.1 | 33553753.12 | 0306 | FTTx IBD MUMB0306 Shivalaya | 3192918 | CHRG:S/F:PVC JUNCTION BOX 25MM,4-WAY | 150 | 150EA - each | 19 | 2850 | CHARGES FOR SUPPLYING AND FIXING OF PVC JUNCTION BOX | 0
375 | 375 | WORK CHANGE ORDER | 630108053 | 3 | 18.02.2021 | 1662725.02 | 31891028.1 | 33553753.12 | 0306 | FTTx IBD MUMB0306 Shivalaya | 3192917 | CHRG:S/F:PVC JUNCTION BOX 25MM,3-WAY | 150 | 150EA - each | 19 | 2850 | CHARGES FOR SUPPLYING AND FIXING OF PVC JUNCTION BOX | 0
376 | 376 | WORK CHANGE ORDER | 630108053 | 3 | 18.02.2021 | 1662725.02 | 31891028.1 | 33553753.12 | 0306 | FTTx IBD MUMB0306 Shivalaya | 3259755 | INSTALLATION OF FDC | 15 | EA - each | 49 | 735 | Installation of Fibre Distribution Cabinet | 0
377 | 377 | WORK CHANGE ORDER | 630108053 | 3 | 18.02.2021 | 1662725.02 | 31891028.1 | 33553753.12 | 0306 | FTTx IBD MUMB0306 Shivalaya | 3294022 | INSTALLATION OF FAT (WALL/POLE MOUNTED) | 50 | 50 EA - each | 49 | 2450 | INSTALLATION OF FIBRE ACCESS TERMINAL (WALL/POLE MOUNTED)# | 0
378 | 378 | WORK CHANGE ORDER | 630108053 | 3 | 18.02.2021 | 1662725.02 | 31891028.1 | 33553753.12 | 0306 | FTTx IBD MUMB0306 Shivalaya | 3293902 | INSTALLATION LEVEL 1 ( S1 ) SPLITTER | 20 | EA - each | 49 | 980 | INSTALLATION OF FREE ISSUED SPLITTER AT SUGGESTED LOCATION INCLUDING ALL MANPOWER, TOOLS TACKLES, HARDWARES ETC. COMPLETE AS PER THE DRG AND DIRECTION OF | 0
379 | 379 | WORK CHANGE ORDER | 630108053 | 3 | 18.02.2021 | 1662725.02 | 31891028.1 | 33553753.12 | 0306 | FTTx IBD MUMB0306 Shivalaya | 3293903 | INSTALLATION LEVEL 2 ( S2 ) SPLITTER | 160 | EA - each | 49 | 7840 | INSTALLATION OF FREE ISSUED SPLITTER AT SUGGESTED LOCATION INCLUDING ALL MANPOWER, TOOLS TACKLES, HARDWARES ETC. COMPLETE AS PER THE DRG AND DIRECTION OF | 0
380 | 380 | WORK CHANGE ORDER | 630108053 | 3 | 18.02.2021 | 1662725.02 | 31891028.1 | 33553753.12 | 0306 | FTTx IBD MUMB0306 Shivalaya | 3252601 | SPLICING,JOINTING & TERMINATION-48F | 500 | 500.000 NOS - No. | 112 | 56000 | CHARGES FOR SPLICING,JOINTING & TERMINATION OF 48F FIBRE. | 0
381 | 381 | WORK CHANGE ORDER | 630108053 | 3 | 18.02.2021 | 1662725.02 | 31891028.1 | 33553753.12 | 0306 | FTTx IBD MUMB0306 Shivalaya | 3252602 | SPLICING,JOINTING & TERMINATION-96F | 192 | 192.000 NOS - No. | 112 | 21504 | CHARGES FOR SPLICING,JOINTING & TERMINATION OF 96F FIBRE. | 0
382 | 382 | WORK CHANGE ORDER | 630108053 | 3 | 18.02.2021 | 1662725.02 | 31891028.1 | 33553753.12 | 0306 | FTTx IBD MUMB0306 Shivalaya | 3300512 | SPLICING & TERM OFC,FIXED COST/DAY | 10 | EA - each | 2425 | 24250 | OFC SPLICING&TERMINATION-FIXED COST/DAY#JOB INVOLVES: 1) SPLICING & TERMINATION OF OFC CABLE AS DIRECTED BY EIC. 2) ALL TOOLS AND TACKLES, PPES, CONSUMABLES ARE IN | 0
383 | 383 | WORK CHANGE ORDER | 630108053 | 3 | 18.02.2021 | 1662725.02 | 31891028.1 | 33553753.12 | 0306 | FTTx IBD MUMB0306 Shivalaya | 3098777 | A11102-SELF ADHESIVE LABELS | 400 | 400.000 | 10 | 4000 | 420 | 0
384 | 384 | WORK CHANGE ORDER | 630108053 | 3 | 18.02.2021 | 1662725.02 | 31891028.1 | 33553753.12 | 0306 | FTTx IBD MUMB0306 Shivalaya | 3295194 | PREPARATION OF AS BUILT DRAWINGS SBP | 15 | 15 EA - each | 194 | 2910 | AS-BUILT DRAWING FOR ALL WORKS PERFORMED AS PER SCOPE | 0
385 | 385 | WORK CHANGE ORDER | 630108053 | 3 | 18.02.2021 | 1662725.02 | 31891028.1 | 33553753.12 | 0306 | FTTx IBD MUMB0306 Shivalaya | 3111341 | DISPOSAL OF WASTE MATERIALS DEBRIS ETC. | 15 | 15.000 NOS - No. | 679 | 10185 | Collection & disposal of various kinds of unwanted materials / debris | 0
386 | 386 | WORK CHANGE ORDER | 630108053 | 3 | 18.02.2021 | 1662725.02 | 31891028.1 | 33553753.12 | 0306 | FTTx IBD MUMB0306 Shivalaya | 3295891 | MATERIAL STORAGE & SECONDARY TRNSPT | 15 | 15 EA - each | 485 | 7275 | STORAGE AND SECONDARY TRANSPORTATION OF FIM MATERIAL TO BUILDINGS, TO BE CALCULATED PER BUILDING# | 0
387 | 387 | WORK CHANGE ORDER | 630108053 | 3 | 18.02.2021 | 1662725.02 | 31891028.1 | 33553753.12 | 0306 | FTTx IBD MUMB0306 Shivalaya | 3295897 | CHRG: PRE EXECUTION BUILDING SURVEY | 15 | 15 EA - each | 290 | 4350 | PRE EXECUTION BUILDING SURVEY:#THIS IS BUILDING SURVEY BEFORE DEPLOYMENT INSIDE BUILDING DEPLOYMENT/CONSTRUCTION INCLUDES LAYING OF CONDUITS AND OTHER ODN | 0
388 | 388 | WORK CHANGE ORDER | 630108053 | 3 | 18.02.2021 | 1662725.02 | 31891028.1 | 33553753.12 | 0306 | FTTx IBD MUMB0306 Shivalaya | 3318382 | CHRG DRILLING OF HOLE 25MM IN BRICK WALL | 50 | 50 EA - each | 82 | 4100 | CHARGES FOR DRILLING HOLES OF DIAMETER 25MM IN BRICK WALL WITH PROPER DRILL MACHINE AND REINSTATEMENT AFTER CONDUITING TO ENSURE WATER PROOFING OF HOLE.# | 0
389 | 389 | WORK CHANGE ORDER | 630108053 | 3 | 18.02.2021 | 1662725.02 | 31891028.1 | 33553753.12 | 0306 | FTTx IBD MUMB0306 Shivalaya | 3318381 | CHRG DRILLING OF HOLE 40MM IN BRICK WALL | 50 | 50 EA - each | 131 | 6550 | CHARGES FOR DRILLING HOLES OF DIAMETER 40MM IN BRICK WALL WITH PROPER DRILL MACHINE AND REINSTATEMENT AFTER CONDUITING TO ENSURE WATER PROOFING OF HOLE.# | 0
390 | 390 | WORK CHANGE ORDER | 630108053 | 3 | 18.02.2021 | 1662725.02 | 31891028.1 | 33553753.12 | 0306 | FTTx IBD MUMB0306 Shivalaya | 3318200 | CHRG DRILLING OF HOLE 25MM DIA IN RCC | 50 | 50 EA - each | 131 | 6550 | CHARGES FOR DRILLING HOLES OF DIAMETER 25MM IN RCC WITH PROPER DRILL MACHINE AND REINSTATEMENT AFTER CONDUITING TO ENSURE WATER PROOFING OF HOLE.# | 0
391 | 391 | WORK CHANGE ORDER | 630108053 | 3 | 18.02.2021 | 1662725.02 | 31891028.1 | 33553753.12 | 0306 | FTTx IBD MUMB0306 Shivalaya | 3297469 | CHRG:DRILLING OF HOLE 40MM DIA IN RCC | 50 | 50 EA - each | 165 | 8250 | CHARGES FOR DRILLING HOLES OF DIAMETER ~40MM IN RCC WITH PROPER DRILL MACHINE AND REINSTATEMENT AFTER CONDUITING TO ENSURE WATER PROOFING OF HOLE. | 0
392 | 392 | WORK CHANGE ORDER | 630108053 | 3 | 18.02.2021 | 1662725.02 | 31891028.1 | 33553753.12 | 0306 | FTTx IBD MUMB0306 Shivalaya | 3319692 | S&I SIMPLEX PLUG,F/40MM HDPE DUCT | 60 | EA - each | 49 | 2940 | CHARGES FOR SUPPLYING AND FIXING OF SIMPLEX PLUG FOR 40 MM HDPE DUCT# | 0
393 | 393 | WORK CHANGE ORDER | 630108053 | 3 | 18.02.2021 | 1662725.02 | 31891028.1 | 33553753.12 | 0307 | FTTx IBD MUMB0307 Deepankar | 3293883 | CHRG;SHALLOW TRENCH 40 OR 48MM 7WAY DUCT | 50 | 50 M - Meter | 160 | 8000 | EXCAVATION OF SHALLOW TRENCHES MANUALLY/CHIPPING/SLITTING UPTO A DEPTH OF 300 MM, WIDE UP TO 100 MM IN ASPHALT / CONCRETE / TILED SURFACE, LAYING 1 X 40 MM / 1 X 7 | 0
394 | 394 | WORK CHANGE ORDER | 630108053 | 3 | 18.02.2021 | 1662725.02 | 31891028.1 | 33553753.12 | 0307 | FTTx IBD MUMB0307 Deepankar | 3314515 | CHRG:SHALLOW TREN 40MM DUCT W/2 NOS | 50 | 50 M - Meter | 160 | 8000 | EXCAVATION OF SHALLOW TRENCHES MANUALLY/CHIPPING/SLITTING IN ASPHALT / CONCRETE / TILED SURFACE, LAYING 2 NOS 40 MM DUCT AND FILLING THE COMPLETE DEPTH, INCLUDING | 0
395 | 395 | WORK CHANGE ORDER | 630108053 | 3 | 18.02.2021 | 1662725.02 | 31891028.1 | 33553753.12 | 0307 | FTTx IBD MUMB0307 Deepankar | 3293878 | CHRG;CLAMPING-1X40MM/1X7WAY MICRO DUCT | 100 | 100M - Meter | 49 | 4900 | CLAMPING OF THE DUCTS 1 X 40 MM / 1 X 7 WAY MICRO DUCT ( 48 MM OD ) ALONG THE WALL WITH THE HELP OF CLAMPING AT EVERY 1 M C/C# | 0
396 | 396 | WORK CHANGE ORDER | 630108053 | 3 | 18.02.2021 | 1662725.02 | 31891028.1 | 33553753.12 | 0307 | FTTx IBD MUMB0307 Deepankar | 3292713 | CHRGS FOR TRANS&INST OF ADSS CABLE-96F | 500 | 500M - Meter | 40 | 20000 | CHARGES FOR TRANSPORTATION & INSTALLATION OF ADSS CABLE- EIC - 96F# | 0
397 | 397 | WORK CHANGE ORDER | 630108053 | 3 | 18.02.2021 | 1662725.02 | 31891028.1 | 33553753.12 | 0307 | FTTx IBD MUMB0307 Deepankar | 3294064 | INSTALLATION 48 F ADSS / FIG 8 CABLE | 1000 | 1,000 | 34 | 34000 | INSTALLATION OF THE AERIAL CABLE (48 F ADSS / FIG 8 ) ALONG WITH THE ACCESSORIES. RATE INCLUDES SURVEY COST AND LOCAL LIASIONING CHARGES. | 0
398 | 398 | WORK CHANGE ORDER | 630108053 | 3 | 18.02.2021 | 1662725.02 | 31891028.1 | 33553753.12 | 0307 | FTTx IBD MUMB0307 Deepankar | 3294065 | INSTALLATION12F ADSS / FIG 8 CABLE | 1500 | 1,500 | 24 | 36000 | INSTALLATION OF THE AERIAL CABLE (12 F ADSS / FIG 8 ) ALONG WITH THE ACCESSORIES. RATE INCLUDES SURVEY COST AND LOCAL LIASIONING CHARGES. | 0
399 | 399 | WORK CHANGE ORDER | 630108053 | 3 | 18.02.2021 | 1662725.02 | 31891028.1 | 33553753.12 | 0307 | FTTx IBD MUMB0307 Deepankar | 3294710 | INSTALLATION 6F ADSS / FIG 8 CABLE | 500 | M - Meter | 19 | 9500 | INSTALLATION OF THE AERIAL CABLE (6 F ADSS / FIG 8 ) ALONG WITH THE ACCESSORIES. RATE INCLUDES SURVEY COST AND LOCAL LIASIONING CHARGES. # | 0
400 | 400 | WORK CHANGE ORDER | 630108053 | 3 | 18.02.2021 | 1662725.02 | 31891028.1 | 33553753.12 | 0307 | FTTx IBD MUMB0307 Deepankar | 3252599 | BLOWING OF 96F | 500 | M - Meter | 15 | 7500 | CHARGES FOR BLOWING OF 96F FIBRE. | 0
401 | 401 | WORK CHANGE ORDER | 630108053 | 3 | 18.02.2021 | 1662725.02 | 31891028.1 | 33553753.12 | 0307 | FTTx IBD MUMB0307 Deepankar | 3294262 | BLOWING / PULLING-48 F | 700 | M - Meter | 10 | 7000 | PULLING/BLOWING OF OFC- 48 F INCLUDING ALL MATERIALS, LABOUR, TOOLS, TACKLES, ETC.. # | 0
402 | 402 | WORK CHANGE ORDER | 630108053 | 3 | 18.02.2021 | 1662725.02 | 31891028.1 | 33553753.12 | 0307 | FTTx IBD MUMB0307 Deepankar | 3294264 | BLOWING / PULLING-12 F | 2000 | 2,000 | 7 | 14000 | PULLING/BLOWING OF OFC-12F INCLUDING ALL MATERIALS, LABOUR, TOOLS, TACKLES, ETC.. # | 0
403 | 403 | WORK CHANGE ORDER | 630108053 | 3 | 18.02.2021 | 1662725.02 | 31891028.1 | 33553753.12 | 0307 | FTTx IBD MUMB0307 Deepankar | 3294265 | BLOWING / PULLING-6 F | 1000 | 1,000 | 5 | 5000 | PULLING/BLOWING OF OFC-6F INCLUDING ALL MATERIALS, LABOUR, TOOLS, TACKLES, ETC.. # | 0
404 | 404 | WORK CHANGE ORDER | 630108053 | 3 | 18.02.2021 | 1662725.02 | 31891028.1 | 33553753.12 | 0307 | FTTx IBD MUMB0307 Deepankar | 3291570 | INSTLTN OF ACCESS CHAMBER 750X400X500 MM | 2 | 2 EA - each | 2328 | 4656 | INSTALLATION OF ACCESS CHAMBERS - SIZE - 750X400X500 MM DEEP.#INCLUDING COVER & LIFTING OF ACCESS CHAMBER-UPTO 50KMS INCLUDING HANDLING ,#EXCAVATION & | 0
405 | 405 | WORK CHANGE ORDER | 630108053 | 3 | 18.02.2021 | 1662725.02 | 31891028.1 | 33553753.12 | 0307 | FTTx IBD MUMB0307 Deepankar | 3314518 | INST OF PULLING CHAMBER 400X400X500MM | 10 | 10 EA - each | 970 | 9700 | INSTALLATION OF PULLING CHAMBERS - SIZE - 400X400X500 MM DEEP ; INCLUDING COVER .#EXCAVATION & BACKFILLING OF PITS ETC AS PER DRAWINGS , SPECIFICATIONS#AND AS | 0
406 | 406 | WORK CHANGE ORDER | 630108053 | 3 | 18.02.2021 | 1662725.02 | 31891028.1 | 33553753.12 | 0307 | FTTx IBD MUMB0307 Deepankar | 3294239 | CHRG;REINST,TRENCH,PCC-1:2:4,GRAVEL 20MM | 1 | 1 M3 - Cubic meter | 5335 | 5335 | CHARGES FOR REINSTATEMENT OF THE TRENCHES / PITS INCLUDING ALL MATERIALS , LABOUR, TOOLS TACKES ETC..BY PCC -1:2:4 GRAVEL SIZE - 20 MM & CURING FOR 7 DAYS. THIS ITEM | 0
407 | 407 | WORK CHANGE ORDER | 630108053 | 3 | 18.02.2021 | 1662725.02 | 31891028.1 | 33553753.12 | 0307 | FTTx IBD MUMB0307 Deepankar | 3291785 | RSTRTN EXCVTD SURFACE- W/COLD BITUMEN | 10 | 10 M - Meter | 1000 | 10000 | CHARGES FOR RESTORATION OF THE EXCAVATED SURFACES USING THE COLD BITUMEN INCLUDING PROPER COMPACTION ETC. ALL COMPLETE INCLUDING ALL MATERIALS TOOLS TACKLES | 0
408 | 408 | WORK CHANGE ORDER | 630108053 | 3 | 18.02.2021 | 1662725.02 | 31891028.1 | 33553753.12 | 0307 | FTTx IBD MUMB0307 Deepankar | 3291786 | RSTRTN EXCVTD SURFACES-W/ HOT BITUMEN | 10 | 10 M - Meter | 383 | 3830 | CHARGES FOR RESTORATION OF THE EXCAVATED SURFACES USING THE HOT BITUMEN INCLUDING PROPER COMPACTION ETC. ALL COMPLETE INCLUDING ALL MATERIALS TOOLS TACKLES | 0
409 | 409 | WORK CHANGE ORDER | 630108053 | 3 | 18.02.2021 | 1662725.02 | 31891028.1 | 33553753.12 | 0307 | FTTx IBD MUMB0307 Deepankar | 3290664 | CHRG F/RESTORATN OF SURF ;W/EXT TILES | 30 | 30 M - Meter | 286 | 8580 | CHARGES FOR RESTORATION OF THE EXCAVATED SURFACES USING THE EXISTING TILES OVER 100 MM THICK CONCRETE BEDDING. THE COST TO INCLUDE THE COST OF THE TILES, | 0
410 | 410 | WORK CHANGE ORDER | 630108053 | 3 | 18.02.2021 | 1662725.02 | 31891028.1 | 33553753.12 | 0307 | FTTx IBD MUMB0307 Deepankar | 3291784 | RSTRTN EXCVTD SURFACE-W/ PAVER BLOCK | 30 | 30 M - Meter | 631 | 18930 | CHARGES FOR RESTORATION OF THE EXCAVATED SURFACE USING NEW INTER LOCKING PAVER BLOCK OVER 100 MM THICK CONCRETE BEDDING. THE COST TO INCLUDE THE COST OF THE | 0
411 | 411 | WORK CHANGE ORDER | 630108053 | 3 | 18.02.2021 | 1662725.02 | 31891028.1 | 33553753.12 | 0307 | FTTx IBD MUMB0307 Deepankar | 3291783 | RESTORATION OF EXCV SURFACE-W/KOTA STONE | 10 | 10 M - Meter | 550 | 5500 | CHARGES FOR RESTORATION OF THE EXCAVATED SURFACE USING NEW KOTA STONE OVER 100 MM THICK CONCRETE BEDDING. THE COST TO INCLUDE THE COST OF THE KOTA STONE , | 0
412 | 412 | WORK CHANGE ORDER | 630108053 | 3 | 18.02.2021 | 1662725.02 | 31891028.1 | 33553753.12 | 0307 | FTTx IBD MUMB0307 Deepankar | 3290665 | CHRG F/RESTORATN OF SURF ;W/CHEQUED TILE | 30 | 30 M - Meter | 419 | 12570 | CHARGES FOR RESTORATION OF THE EXCAVATED SURFACE USING NEW INTER CHEQUERED TILE OVER 100 MM THICK CONCRETE BEDDING. THE COST TO INCLUDE THE COST OF THE KOTA | 0
413 | 413 | WORK CHANGE ORDER | 630108053 | 3 | 18.02.2021 | 1662725.02 | 31891028.1 | 33553753.12 | 0307 | FTTx IBD MUMB0307 Deepankar | 3171149 | S/FIXING PVC CONDUIT 25 MM | 1000 | 1,000 | 60 | 60000 | S/FIXING PVC CONDUIT 25MM | 0
414 | 414 | WORK CHANGE ORDER | 630108053 | 3 | 18.02.2021 | 1662725.02 | 31891028.1 | 33553753.12 | 0307 | FTTx IBD MUMB0307 Deepankar | 3171151 | S/FIXING PVC CONDUIT 40 MM | 600 | M - Meter | 111 | 66600 | S/FIXING PVC CONDUIT 40 MM | 0
415 | 415 | WORK CHANGE ORDER | 630108053 | 3 | 18.02.2021 | 1662725.02 | 31891028.1 | 33553753.12 | 0307 | FTTx IBD MUMB0307 Deepankar | 3318608 | S&I 25MM PVC CONDUIT USING SCAFFOLDING | 100 | 100M - Meter | 133 | 13300 | SUPPLY AND INSTALLATION OF 25MM OUTER DIA CONDUIT ON EXTERNAL WALL WITH THE HELP OF JHOOLA HOLDING INCLUDING MANPOWER, COUPLERS, BENDS, TEES, SADDLES, CLAMPS, | 0
416 | 416 | WORK CHANGE ORDER | 630108053 | 3 | 18.02.2021 | 1662725.02 | 31891028.1 | 33553753.12 | 0307 | FTTx IBD MUMB0307 Deepankar | 3318609 | S&I 40MM PVC CONDUIT USING SCAFFOLDING | 100 | 100M - Meter | 188 | 18800 | SUPPLY AND INSTALLATION OF 40MM OUTER DIA CONDUIT ON EXTERNAL WALL WITH THE HELP OF JHOOLA HOLDING INCLUDING MANPOWER, COUPLERS, BENDS, TEES, SADDLES, CLAMPS, | 0
417 | 417 | WORK CHANGE ORDER | 630108053 | 3 | 18.02.2021 | 1662725.02 | 31891028.1 | 33553753.12 | 0307 | FTTx IBD MUMB0307 Deepankar | 3206508 | SUP&LAY FLEX PVC CONDUIT DIA 25MM | 200 | M - Meter | 71 | 14200 | Supplying and laying of following sizes of flexible PVC conduit along with conduit accessories complete as required. | 0
418 | 418 | WORK CHANGE ORDER | 630108053 | 3 | 18.02.2021 | 1662725.02 | 31891028.1 | 33553753.12 | 0307 | FTTx IBD MUMB0307 Deepankar | 3206510 | SUP&LAY FLEX PVC CONDUIT DIA 40MM | 150 | M - Meter | 116 | 17400 | Supplying and laying of following sizes of flexible PVC conduit along with conduit | 0
419 | 419 | WORK CHANGE ORDER | 630108053 | 3 | 18.02.2021 | 1662725.02 | 31891028.1 | 33553753.12 | 0307 | FTTx IBD MUMB0307 Deepankar | 3318971 | S&I 25MM FLEXI PVC CONDUIT W/SCAFFOLDING | 100 | 100M - Meter | 144 | 14400 | SUPPLY AND INSTALLATION OF 25MM DIA REINFORCED FLEXIBLE CONDUIT ON EXTERNAL WALL WITH THE HELP OF JHOOLA HOLDING INCLUDING MANPOWER, COUPLERS, BENDS, TEES, | 0
420 | 420 | WORK CHANGE ORDER | 630108053 | 3 | 18.02.2021 | 1662725.02 | 31891028.1 | 33553753.12 | 0307 | FTTx IBD MUMB0307 Deepankar | 3318972 | S&I 40MM FLEXI PVC CONDUIT W/SCAFFOLDING | 100 | 100M - Meter | 194 | 19400 | SUPPLY AND INSTALLATION OF 40MM DIA REINFORCED FLEXIBLE CONDUIT ON EXTERNAL WALL WITH THE HELP OF JHOOLA HOLDING INCLUDING MANPOWER, COUPLERS, BENDS, TEES, | 0
421 | 421 | WORK CHANGE ORDER | 630108053 | 3 | 18.02.2021 | 1662725.02 | 31891028.1 | 33553753.12 | 0307 | FTTx IBD MUMB0307 Deepankar | 3319687 | P&F PVC JUNCTION BOX 40MM,4-WAY | 150 | EA - each | 30 | 4500 | CHARGES FOR SUPPLYING AND FIXING OF PVC JUNCTION BOX 40MM,FOUR WAY IN REQUIRED POSITION ALONG THE LINE OF PVC CONDUIT# | 0
422 | 422 | WORK CHANGE ORDER | 630108053 | 3 | 18.02.2021 | 1662725.02 | 31891028.1 | 33553753.12 | 0307 | FTTx IBD MUMB0307 Deepankar | 3319688 | P&F PVC JUNCTION BOX 40MM,3-WAY | 150 | EA - each | 30 | 4500 | CHARGES FOR SUPPLYING AND FIXING OF PVC JUNCTION BOX 40MM,THREE WAY IN REQUIRED POSITION ALONG THE LINE OF PVC CONDUIT# | 0
423 | 423 | WORK CHANGE ORDER | 630108053 | 3 | 18.02.2021 | 1662725.02 | 31891028.1 | 33553753.12 | 0307 | FTTx IBD MUMB0307 Deepankar | 3192918 | CHRG:S/F:PVC JUNCTION BOX 25MM,4-WAY | 150 | 150EA - each | 19 | 2850 | CHARGES FOR SUPPLYING AND FIXING OF PVC JUNCTION BOX | 0
424 | 424 | WORK CHANGE ORDER | 630108053 | 3 | 18.02.2021 | 1662725.02 | 31891028.1 | 33553753.12 | 0307 | FTTx IBD MUMB0307 Deepankar | 3192917 | CHRG:S/F:PVC JUNCTION BOX 25MM,3-WAY | 150 | 150EA - each | 19 | 2850 | CHARGES FOR SUPPLYING AND FIXING OF PVC JUNCTION BOX | 0
425 | 425 | WORK CHANGE ORDER | 630108053 | 3 | 18.02.2021 | 1662725.02 | 31891028.1 | 33553753.12 | 0307 | FTTx IBD MUMB0307 Deepankar | 3259755 | INSTALLATION OF FDC | 15 | EA - each | 49 | 735 | Installation of Fibre Distribution Cabinet | 0
426 | 426 | WORK CHANGE ORDER | 630108053 | 3 | 18.02.2021 | 1662725.02 | 31891028.1 | 33553753.12 | 0307 | FTTx IBD MUMB0307 Deepankar | 3294022 | INSTALLATION OF FAT (WALL/POLE MOUNTED) | 50 | 50 EA - each | 49 | 2450 | INSTALLATION OF FIBRE ACCESS TERMINAL (WALL/POLE MOUNTED)# | 0
427 | 427 | WORK CHANGE ORDER | 630108053 | 3 | 18.02.2021 | 1662725.02 | 31891028.1 | 33553753.12 | 0307 | FTTx IBD MUMB0307 Deepankar | 3293902 | INSTALLATION LEVEL 1 ( S1 ) SPLITTER | 20 | EA - each | 49 | 980 | INSTALLATION OF FREE ISSUED SPLITTER AT SUGGESTED LOCATION INCLUDING ALL MANPOWER, TOOLS TACKLES, HARDWARES ETC. COMPLETE AS PER THE DRG AND DIRECTION OF | 0
428 | 428 | WORK CHANGE ORDER | 630108053 | 3 | 18.02.2021 | 1662725.02 | 31891028.1 | 33553753.12 | 0307 | FTTx IBD MUMB0307 Deepankar | 3293903 | INSTALLATION LEVEL 2 ( S2 ) SPLITTER | 160 | EA - each | 49 | 7840 | INSTALLATION OF FREE ISSUED SPLITTER AT SUGGESTED LOCATION INCLUDING ALL MANPOWER, TOOLS TACKLES, HARDWARES ETC. COMPLETE AS PER THE DRG AND DIRECTION OF | 0
429 | 429 | WORK CHANGE ORDER | 630108053 | 3 | 18.02.2021 | 1662725.02 | 31891028.1 | 33553753.12 | 0307 | FTTx IBD MUMB0307 Deepankar | 3252601 | SPLICING,JOINTING & TERMINATION-48F | 500 | 500.000 NOS - No. | 112 | 56000 | CHARGES FOR SPLICING,JOINTING & TERMINATION OF 48F FIBRE. | 0
430 | 430 | WORK CHANGE ORDER | 630108053 | 3 | 18.02.2021 | 1662725.02 | 31891028.1 | 33553753.12 | 0307 | FTTx IBD MUMB0307 Deepankar | 3252602 | SPLICING,JOINTING & TERMINATION-96F | 192 | 192.000 NOS - No. | 112 | 21504 | CHARGES FOR SPLICING,JOINTING & TERMINATION OF 96F FIBRE. | 0
431 | 431 | WORK CHANGE ORDER | 630108053 | 3 | 18.02.2021 | 1662725.02 | 31891028.1 | 33553753.12 | 0307 | FTTx IBD MUMB0307 Deepankar | 3300512 | SPLICING & TERM OFC,FIXED COST/DAY | 10 | EA - each | 2425 | 24250 | OFC SPLICING&TERMINATION-FIXED COST/DAY#JOB INVOLVES: 1) SPLICING & TERMINATION OF OFC CABLE AS DIRECTED BY EIC. 2) ALL TOOLS AND TACKLES, PPES, CONSUMABLES ARE IN | 0
432 | 432 | WORK CHANGE ORDER | 630108053 | 3 | 18.02.2021 | 1662725.02 | 31891028.1 | 33553753.12 | 0307 | FTTx IBD MUMB0307 Deepankar | 3098777 | A11102-SELF ADHESIVE LABELS | 400 | 400.000 | 10 | 4000 | 420 | 0
433 | 433 | WORK CHANGE ORDER | 630108053 | 3 | 18.02.2021 | 1662725.02 | 31891028.1 | 33553753.12 | 0307 | FTTx IBD MUMB0307 Deepankar | 3295194 | PREPARATION OF AS BUILT DRAWINGS SBP | 15 | 15 EA - each | 194 | 2910 | AS-BUILT DRAWING FOR ALL WORKS PERFORMED AS PER SCOPE | 0
434 | 434 | WORK CHANGE ORDER | 630108053 | 3 | 18.02.2021 | 1662725.02 | 31891028.1 | 33553753.12 | 0307 | FTTx IBD MUMB0307 Deepankar | 3111341 | DISPOSAL OF WASTE MATERIALS DEBRIS ETC. | 15 | 15.000 NOS - No. | 679 | 10185 | Collection & disposal of various kinds of unwanted materials / debris | 0
435 | 435 | WORK CHANGE ORDER | 630108053 | 3 | 18.02.2021 | 1662725.02 | 31891028.1 | 33553753.12 | 0307 | FTTx IBD MUMB0307 Deepankar | 3295891 | MATERIAL STORAGE & SECONDARY TRNSPT | 15 | 15 EA - each | 485 | 7275 | STORAGE AND SECONDARY TRANSPORTATION OF FIM MATERIAL TO BUILDINGS, TO BE CALCULATED PER BUILDING# | 0
436 | 436 | WORK CHANGE ORDER | 630108053 | 3 | 18.02.2021 | 1662725.02 | 31891028.1 | 33553753.12 | 0307 | FTTx IBD MUMB0307 Deepankar | 3295897 | CHRG: PRE EXECUTION BUILDING SURVEY | 15 | 15 EA - each | 290 | 4350 | PRE EXECUTION BUILDING SURVEY:#THIS IS BUILDING SURVEY BEFORE DEPLOYMENT INSIDE BUILDING DEPLOYMENT/CONSTRUCTION INCLUDES LAYING OF CONDUITS AND OTHER ODN | 0
437 | 437 | WORK CHANGE ORDER | 630108053 | 3 | 18.02.2021 | 1662725.02 | 31891028.1 | 33553753.12 | 0307 | FTTx IBD MUMB0307 Deepankar | 3318382 | CHRG DRILLING OF HOLE 25MM IN BRICK WALL | 50 | 50 EA - each | 82 | 4100 | CHARGES FOR DRILLING HOLES OF DIAMETER 25MM IN BRICK WALL WITH PROPER DRILL MACHINE AND REINSTATEMENT AFTER CONDUITING TO ENSURE WATER PROOFING OF HOLE.# | 0
438 | 438 | WORK CHANGE ORDER | 630108053 | 3 | 18.02.2021 | 1662725.02 | 31891028.1 | 33553753.12 | 0307 | FTTx IBD MUMB0307 Deepankar | 3318381 | CHRG DRILLING OF HOLE 40MM IN BRICK WALL | 50 | 50 EA - each | 131 | 6550 | CHARGES FOR DRILLING HOLES OF DIAMETER 40MM IN BRICK WALL WITH PROPER DRILL MACHINE AND REINSTATEMENT AFTER CONDUITING TO ENSURE WATER PROOFING OF HOLE.# | 0
439 | 439 | WORK CHANGE ORDER | 630108053 | 3 | 18.02.2021 | 1662725.02 | 31891028.1 | 33553753.12 | 0307 | FTTx IBD MUMB0307 Deepankar | 3318200 | CHRG DRILLING OF HOLE 25MM DIA IN RCC | 50 | 50 EA - each | 131 | 6550 | CHARGES FOR DRILLING HOLES OF DIAMETER 25MM IN RCC WITH PROPER DRILL MACHINE AND REINSTATEMENT AFTER CONDUITING TO ENSURE WATER PROOFING OF HOLE.# | 0
440 | 440 | WORK CHANGE ORDER | 630108053 | 3 | 18.02.2021 | 1662725.02 | 31891028.1 | 33553753.12 | 0307 | FTTx IBD MUMB0307 Deepankar | 3297469 | CHRG:DRILLING OF HOLE 40MM DIA IN RCC | 50 | 50 EA - each | 165 | 8250 | CHARGES FOR DRILLING HOLES OF DIAMETER ~40MM IN RCC WITH PROPER DRILL MACHINE AND REINSTATEMENT AFTER CONDUITING TO ENSURE WATER PROOFING OF HOLE. | 0
441 | 441 | WORK CHANGE ORDER | 630108053 | 3 | 18.02.2021 | 1662725.02 | 31891028.1 | 33553753.12 | 0307 | FTTx IBD MUMB0307 Deepankar | 3319692 | S&I SIMPLEX PLUG,F/40MM HDPE DUCT | 60 | EA - each | 49 | 2940 | CHARGES FOR SUPPLYING AND FIXING OF SIMPLEX PLUG FOR 40 MM HDPE DUCT# | 0
442 | 442 | WORK CHANGE ORDER | 630108053 | 3 | 18.02.2021 | 1662725.02 | 31891028.1 | 33553753.12 | 0314 | FTTx IBD MUMB0314 Sunset Heights | 3293883 | CHRG;SHALLOW TRENCH 40 OR 48MM 7WAY DUCT | 50 | 50 M - Meter | 160 | 8000 | EXCAVATION OF SHALLOW TRENCHES MANUALLY/CHIPPING/SLITTING UPTO A DEPTH OF 300 MM, WIDE UP TO 100 MM IN ASPHALT / CONCRETE / TILED SURFACE, LAYING 1 X 40 MM / 1 X 7 | 0
443 | 443 | WORK CHANGE ORDER | 630108053 | 3 | 18.02.2021 | 1662725.02 | 31891028.1 | 33553753.12 | 0314 | FTTx IBD MUMB0314 Sunset Heights | 3314515 | CHRG:SHALLOW TREN 40MM DUCT W/2 NOS | 50 | 50 M - Meter | 160 | 8000 | EXCAVATION OF SHALLOW TRENCHES MANUALLY/CHIPPING/SLITTING IN ASPHALT / CONCRETE / TILED SURFACE, LAYING 2 NOS 40 MM DUCT AND FILLING THE COMPLETE DEPTH, INCLUDING | 0
444 | 444 | WORK CHANGE ORDER | 630108053 | 3 | 18.02.2021 | 1662725.02 | 31891028.1 | 33553753.12 | 0314 | FTTx IBD MUMB0314 Sunset Heights | 3293878 | CHRG;CLAMPING-1X40MM/1X7WAY MICRO DUCT | 100 | 100M - Meter | 49 | 4900 | CLAMPING OF THE DUCTS 1 X 40 MM / 1 X 7 WAY MICRO DUCT ( 48 MM OD ) ALONG THE WALL WITH THE HELP OF CLAMPING AT EVERY 1 M C/C# | 0
445 | 445 | WORK CHANGE ORDER | 630108053 | 3 | 18.02.2021 | 1662725.02 | 31891028.1 | 33553753.12 | 0314 | FTTx IBD MUMB0314 Sunset Heights | 3292713 | CHRGS FOR TRANS&INST OF ADSS CABLE-96F | 500 | 500M - Meter | 40 | 20000 | CHARGES FOR TRANSPORTATION & INSTALLATION OF ADSS CABLE- EIC - 96F# | 0
446 | 446 | WORK CHANGE ORDER | 630108053 | 3 | 18.02.2021 | 1662725.02 | 31891028.1 | 33553753.12 | 0314 | FTTx IBD MUMB0314 Sunset Heights | 3294064 | INSTALLATION 48 F ADSS / FIG 8 CABLE | 1000 | 1,000 | 34 | 34000 | INSTALLATION OF THE AERIAL CABLE (48 F ADSS / FIG 8 ) ALONG WITH THE ACCESSORIES. RATE INCLUDES SURVEY COST AND LOCAL LIASIONING CHARGES. | 0
447 | 447 | WORK CHANGE ORDER | 630108053 | 3 | 18.02.2021 | 1662725.02 | 31891028.1 | 33553753.12 | 0314 | FTTx IBD MUMB0314 Sunset Heights | 3294065 | INSTALLATION12F ADSS / FIG 8 CABLE | 1500 | 1,500 | 24 | 36000 | INSTALLATION OF THE AERIAL CABLE (12 F ADSS / FIG 8 ) ALONG WITH THE ACCESSORIES. RATE INCLUDES SURVEY COST AND LOCAL LIASIONING CHARGES. | 0
448 | 448 | WORK CHANGE ORDER | 630108053 | 3 | 18.02.2021 | 1662725.02 | 31891028.1 | 33553753.12 | 0314 | FTTx IBD MUMB0314 Sunset Heights | 3294710 | INSTALLATION 6F ADSS / FIG 8 CABLE | 500 | M - Meter | 19 | 9500 | INSTALLATION OF THE AERIAL CABLE (6 F ADSS / FIG 8 ) ALONG WITH THE ACCESSORIES. RATE INCLUDES SURVEY COST AND LOCAL LIASIONING CHARGES. # | 0
449 | 449 | WORK CHANGE ORDER | 630108053 | 3 | 18.02.2021 | 1662725.02 | 31891028.1 | 33553753.12 | 0314 | FTTx IBD MUMB0314 Sunset Heights | 3252599 | BLOWING OF 96F | 500 | M - Meter | 15 | 7500 | CHARGES FOR BLOWING OF 96F FIBRE. | 0
450 | 450 | WORK CHANGE ORDER | 630108053 | 3 | 18.02.2021 | 1662725.02 | 31891028.1 | 33553753.12 | 0314 | FTTx IBD MUMB0314 Sunset Heights | 3294262 | BLOWING / PULLING-48 F | 700 | M - Meter | 10 | 7000 | PULLING/BLOWING OF OFC- 48 F INCLUDING ALL MATERIALS, LABOUR, TOOLS, TACKLES, ETC.. # | 0
451 | 451 | WORK CHANGE ORDER | 630108053 | 3 | 18.02.2021 | 1662725.02 | 31891028.1 | 33553753.12 | 0314 | FTTx IBD MUMB0314 Sunset Heights | 3294264 | BLOWING / PULLING-12 F | 2000 | 2,000 | 7 | 14000 | PULLING/BLOWING OF OFC-12F INCLUDING ALL MATERIALS, LABOUR, TOOLS, TACKLES, ETC.. # | 0
452 | 452 | WORK CHANGE ORDER | 630108053 | 3 | 18.02.2021 | 1662725.02 | 31891028.1 | 33553753.12 | 0314 | FTTx IBD MUMB0314 Sunset Heights | 3294265 | BLOWING / PULLING-6 F | 1000 | 1,000 | 5 | 5000 | PULLING/BLOWING OF OFC-6F INCLUDING ALL MATERIALS, LABOUR, TOOLS, TACKLES, ETC.. # | 0
453 | 453 | WORK CHANGE ORDER | 630108053 | 3 | 18.02.2021 | 1662725.02 | 31891028.1 | 33553753.12 | 0314 | FTTx IBD MUMB0314 Sunset Heights | 3291570 | INSTLTN OF ACCESS CHAMBER 750X400X500 MM | 2 | 2 EA - each | 2328 | 4656 | INSTALLATION OF ACCESS CHAMBERS - SIZE - 750X400X500 MM DEEP.#INCLUDING COVER & LIFTING OF ACCESS CHAMBER-UPTO 50KMS INCLUDING HANDLING ,#EXCAVATION & | 0
454 | 454 | WORK CHANGE ORDER | 630108053 | 3 | 18.02.2021 | 1662725.02 | 31891028.1 | 33553753.12 | 0314 | FTTx IBD MUMB0314 Sunset Heights | 3314518 | INST OF PULLING CHAMBER 400X400X500MM | 10 | 10 EA - each | 970 | 9700 | INSTALLATION OF PULLING CHAMBERS - SIZE - 400X400X500 MM DEEP ; INCLUDING COVER .#EXCAVATION & BACKFILLING OF PITS ETC AS PER DRAWINGS , SPECIFICATIONS#AND AS | 0
455 | 455 | WORK CHANGE ORDER | 630108053 | 3 | 18.02.2021 | 1662725.02 | 31891028.1 | 33553753.12 | 0314 | FTTx IBD MUMB0314 Sunset Heights | 3294239 | CHRG;REINST,TRENCH,PCC-1:2:4,GRAVEL 20MM | 1 | 1 M3 - Cubic meter | 5335 | 5335 | CHARGES FOR REINSTATEMENT OF THE TRENCHES / PITS INCLUDING ALL MATERIALS , LABOUR, TOOLS TACKES ETC..BY PCC -1:2:4 GRAVEL SIZE - 20 MM & CURING FOR 7 DAYS. THIS ITEM | 0
456 | 456 | WORK CHANGE ORDER | 630108053 | 3 | 18.02.2021 | 1662725.02 | 31891028.1 | 33553753.12 | 0314 | FTTx IBD MUMB0314 Sunset Heights | 3291785 | RSTRTN EXCVTD SURFACE- W/COLD BITUMEN | 10 | 10 M - Meter | 1000 | 10000 | CHARGES FOR RESTORATION OF THE EXCAVATED SURFACES USING THE COLD BITUMEN INCLUDING PROPER COMPACTION ETC. ALL COMPLETE INCLUDING ALL MATERIALS TOOLS TACKLES | 0
457 | 457 | WORK CHANGE ORDER | 630108053 | 3 | 18.02.2021 | 1662725.02 | 31891028.1 | 33553753.12 | 0314 | FTTx IBD MUMB0314 Sunset Heights | 3291786 | RSTRTN EXCVTD SURFACES-W/ HOT BITUMEN | 10 | 10 M - Meter | 383 | 3830 | CHARGES FOR RESTORATION OF THE EXCAVATED SURFACES USING THE HOT BITUMEN INCLUDING PROPER COMPACTION ETC. ALL COMPLETE INCLUDING ALL MATERIALS TOOLS TACKLES | 0
458 | 458 | WORK CHANGE ORDER | 630108053 | 3 | 18.02.2021 | 1662725.02 | 31891028.1 | 33553753.12 | 0314 | FTTx IBD MUMB0314 Sunset Heights | 3290664 | CHRG F/RESTORATN OF SURF ;W/EXT TILES | 30 | 30 M - Meter | 286 | 8580 | CHARGES FOR RESTORATION OF THE EXCAVATED SURFACES USING THE EXISTING TILES OVER 100 MM THICK CONCRETE | 0
459 | 459 | WORK CHANGE ORDER | 630108053 | 3 | 18.02.2021 | 1662725.02 | 31891028.1 | 33553753.12 | 0314 | FTTx IBD MUMB0314 Sunset Heights | 3291784 | RSTRTN EXCVTD SURFACE-W/ PAVER BLOCK | 30 | 30 M - Meter | 631 | 18930 | CHARGES FOR RESTORATION OF THE EXCAVATED SURFACE USING NEW INTER LOCKING PAVER BLOCK OVER 100 MM THICK CONCRETE BEDDING. THE COST TO INCLUDE THE COST OF THE | 0
460 | 460 | WORK CHANGE ORDER | 630108053 | 3 | 18.02.2021 | 1662725.02 | 31891028.1 | 33553753.12 | 0314 | FTTx IBD MUMB0314 Sunset Heights | 3291783 | RESTORATION OF EXCV SURFACE-W/KOTA STONE | 10 | 10 M - Meter | 550 | 5500 | CHARGES FOR RESTORATION OF THE EXCAVATED SURFACE USING NEW KOTA STONE OVER 100 MM THICK CONCRETE BEDDING. THE COST TO INCLUDE THE COST OF THE KOTA STONE , | 0
461 | 461 | WORK CHANGE ORDER | 630108053 | 3 | 18.02.2021 | 1662725.02 | 31891028.1 | 33553753.12 | 0314 | FTTx IBD MUMB0314 Sunset Heights | 3290665 | CHRG F/RESTORATN OF SURF ;W/CHEQUED TILE | 30 | 30 M - Meter | 419 | 12570 | CHARGES FOR RESTORATION OF THE EXCAVATED SURFACE USING NEW INTER CHEQUERED TILE OVER 100 MM THICK CONCRETE BEDDING. THE COST TO INCLUDE THE COST OF THE KOTA | 0
462 | 462 | WORK CHANGE ORDER | 630108053 | 3 | 18.02.2021 | 1662725.02 | 31891028.1 | 33553753.12 | 0314 | FTTx IBD MUMB0314 Sunset Heights | 3171149 | S/FIXING PVC CONDUIT 25 MM | 1000 | 1,000 | 60 | 60000 | S/FIXING PVC CONDUIT 25MM | 0
463 | 463 | WORK CHANGE ORDER | 630108053 | 3 | 18.02.2021 | 1662725.02 | 31891028.1 | 33553753.12 | 0314 | FTTx IBD MUMB0314 Sunset Heights | 3171151 | S/FIXING PVC CONDUIT 40 MM | 600 | M - Meter | 111 | 66600 | S/FIXING PVC CONDUIT 40 MM | 0
464 | 464 | WORK CHANGE ORDER | 630108053 | 3 | 18.02.2021 | 1662725.02 | 31891028.1 | 33553753.12 | 0314 | FTTx IBD MUMB0314 Sunset Heights | 3318608 | S&I 25MM PVC CONDUIT USING SCAFFOLDING | 100 | 100M - Meter | 133 | 13300 | SUPPLY AND INSTALLATION OF 25MM OUTER DIA CONDUIT ON EXTERNAL WALL WITH THE HELP OF JHOOLA HOLDING INCLUDING MANPOWER, COUPLERS, BENDS, TEES, SADDLES, CLAMPS, | 0
465 | 465 | WORK CHANGE ORDER | 630108053 | 3 | 18.02.2021 | 1662725.02 | 31891028.1 | 33553753.12 | 0314 | FTTx IBD MUMB0314 Sunset Heights | 3318609 | S&I 40MM PVC CONDUIT USING SCAFFOLDING | 100 | 100M - Meter | 188 | 18800 | SUPPLY AND INSTALLATION OF 40MM OUTER DIA CONDUIT ON EXTERNAL WALL WITH THE HELP OF JHOOLA HOLDING INCLUDING MANPOWER, COUPLERS, BENDS, TEES, SADDLES, CLAMPS, | 0
466 | 466 | WORK CHANGE ORDER | 630108053 | 3 | 18.02.2021 | 1662725.02 | 31891028.1 | 33553753.12 | 0314 | FTTx IBD MUMB0314 Sunset Heights | 3206508 | SUP&LAY FLEX PVC CONDUIT DIA 25MM | 200 | M - Meter | 71 | 14200 | Supplying and laying of following sizes of flexible PVC conduit along with conduit accessories complete as required. | 0
467 | 467 | WORK CHANGE ORDER | 630108053 | 3 | 18.02.2021 | 1662725.02 | 31891028.1 | 33553753.12 | 0314 | FTTx IBD MUMB0314 Sunset Heights | 3206510 | SUP&LAY FLEX PVC CONDUIT DIA 40MM | 150 | M - Meter | 116 | 17400 | Supplying and laying of following sizes of flexible PVC conduit along with conduit | 0
468 | 468 | WORK CHANGE ORDER | 630108053 | 3 | 18.02.2021 | 1662725.02 | 31891028.1 | 33553753.12 | 0314 | FTTx IBD MUMB0314 Sunset Heights | 3318971 | S&I 25MM FLEXI PVC CONDUIT W/SCAFFOLDING | 100 | 100M - Meter | 144 | 14400 | SUPPLY AND INSTALLATION OF 25MM DIA REINFORCED FLEXIBLE CONDUIT ON EXTERNAL WALL WITH THE HELP OF JHOOLA HOLDING INCLUDING MANPOWER, COUPLERS, BENDS, TEES, | 0
469 | 469 | WORK CHANGE ORDER | 630108053 | 3 | 18.02.2021 | 1662725.02 | 31891028.1 | 33553753.12 | 0314 | FTTx IBD MUMB0314 Sunset Heights | 3318972 | S&I 40MM FLEXI PVC CONDUIT W/SCAFFOLDING | 100 | 100M - Meter | 194 | 19400 | SUPPLY AND INSTALLATION OF 40MM DIA REINFORCED FLEXIBLE CONDUIT ON EXTERNAL WALL WITH THE HELP OF JHOOLA HOLDING INCLUDING MANPOWER, COUPLERS, BENDS, TEES, | 0
470 | 470 | WORK CHANGE ORDER | 630108053 | 3 | 18.02.2021 | 1662725.02 | 31891028.1 | 33553753.12 | 0314 | FTTx IBD MUMB0314 Sunset Heights | 3319687 | P&F PVC JUNCTION BOX 40MM,4-WAY | 150 | EA - each | 30 | 4500 | CHARGES FOR SUPPLYING AND FIXING OF PVC JUNCTION BOX 40MM,FOUR WAY IN REQUIRED POSITION ALONG THE LINE OF PVC CONDUIT# | 0
471 | 471 | WORK CHANGE ORDER | 630108053 | 3 | 18.02.2021 | 1662725.02 | 31891028.1 | 33553753.12 | 0314 | FTTx IBD MUMB0314 Sunset Heights | 3319688 | P&F PVC JUNCTION BOX 40MM,3-WAY | 150 | EA - each | 30 | 4500 | CHARGES FOR SUPPLYING AND FIXING OF PVC JUNCTION BOX 40MM,THREE WAY IN REQUIRED POSITION ALONG THE LINE OF PVC CONDUIT# | 0
472 | 472 | WORK CHANGE ORDER | 630108053 | 3 | 18.02.2021 | 1662725.02 | 31891028.1 | 33553753.12 | 0314 | FTTx IBD MUMB0314 Sunset Heights | 3192918 | CHRG:S/F:PVC JUNCTION BOX 25MM,4-WAY | 150 | 150EA - each | 19 | 2850 | CHARGES FOR SUPPLYING AND FIXING OF PVC JUNCTION BOX | 0
473 | 473 | WORK CHANGE ORDER | 630108053 | 3 | 18.02.2021 | 1662725.02 | 31891028.1 | 33553753.12 | 0314 | FTTx IBD MUMB0314 Sunset Heights | 3192917 | CHRG:S/F:PVC JUNCTION BOX 25MM,3-WAY | 150 | 150EA - each | 19 | 2850 | CHARGES FOR SUPPLYING AND FIXING OF PVC JUNCTION BOX | 0
474 | 474 | WORK CHANGE ORDER | 630108053 | 3 | 18.02.2021 | 1662725.02 | 31891028.1 | 33553753.12 | 0314 | FTTx IBD MUMB0314 Sunset Heights | 3259755 | INSTALLATION OF FDC | 15 | EA - each | 49 | 735 | Installation of Fibre Distribution Cabinet | 0
475 | 475 | WORK CHANGE ORDER | 630108053 | 3 | 18.02.2021 | 1662725.02 | 31891028.1 | 33553753.12 | 0314 | FTTx IBD MUMB0314 Sunset Heights | 3294022 | INSTALLATION OF FAT (WALL/POLE MOUNTED) | 50 | 50 EA - each | 49 | 2450 | INSTALLATION OF FIBRE ACCESS TERMINAL (WALL/POLE MOUNTED)# | 0
476 | 476 | WORK CHANGE ORDER | 630108053 | 3 | 18.02.2021 | 1662725.02 | 31891028.1 | 33553753.12 | 0314 | FTTx IBD MUMB0314 Sunset Heights | 3293902 | INSTALLATION LEVEL 1 ( S1 ) SPLITTER | 20 | EA - each | 49 | 980 | INSTALLATION OF FREE ISSUED SPLITTER AT SUGGESTED LOCATION INCLUDING ALL MANPOWER, TOOLS TACKLES, HARDWARES ETC. COMPLETE AS PER THE DRG AND DIRECTION OF | 0
477 | 477 | WORK CHANGE ORDER | 630108053 | 3 | 18.02.2021 | 1662725.02 | 31891028.1 | 33553753.12 | 0314 | FTTx IBD MUMB0314 Sunset Heights | 3293903 | INSTALLATION LEVEL 2 ( S2 ) SPLITTER | 160 | EA - each | 49 | 7840 | INSTALLATION OF FREE ISSUED SPLITTER AT SUGGESTED LOCATION INCLUDING ALL MANPOWER, TOOLS TACKLES, HARDWARES ETC. COMPLETE AS PER THE DRG AND DIRECTION OF | 0
478 | 478 | WORK CHANGE ORDER | 630108053 | 3 | 18.02.2021 | 1662725.02 | 31891028.1 | 33553753.12 | 0314 | FTTx IBD MUMB0314 Sunset Heights | 3252601 | SPLICING,JOINTING & TERMINATION-48F | 500 | 500.000 NOS - No. | 112 | 56000 | CHARGES FOR SPLICING,JOINTING & TERMINATION OF 48F FIBRE. | 0
479 | 479 | WORK CHANGE ORDER | 630108053 | 3 | 18.02.2021 | 1662725.02 | 31891028.1 | 33553753.12 | 0314 | FTTx IBD MUMB0314 Sunset Heights | 3252602 | SPLICING,JOINTING & TERMINATION-96F | 192 | 192.000 NOS - No. | 112 | 21504 | CHARGES FOR SPLICING,JOINTING & TERMINATION OF 96F FIBRE. | 0
480 | 480 | WORK CHANGE ORDER | 630108053 | 3 | 18.02.2021 | 1662725.02 | 31891028.1 | 33553753.12 | 0314 | FTTx IBD MUMB0314 Sunset Heights | 3300512 | SPLICING & TERM OFC,FIXED COST/DAY | 10 | EA - each | 2425 | 24250 | OFC SPLICING&TERMINATION-FIXED COST/DAY#JOB INVOLVES: 1) SPLICING & TERMINATION OF OFC CABLE AS DIRECTED BY EIC. 2) ALL TOOLS AND TACKLES, PPES, CONSUMABLES ARE IN | 0
481 | 481 | WORK CHANGE ORDER | 630108053 | 3 | 18.02.2021 | 1662725.02 | 31891028.1 | 33553753.12 | 0314 | FTTx IBD MUMB0314 Sunset Heights | 3098777 | A11102-SELF ADHESIVE LABELS | 400 | 400.000 | 10 | 4000 | 420 | 0
482 | 482 | WORK CHANGE ORDER | 630108053 | 3 | 18.02.2021 | 1662725.02 | 31891028.1 | 33553753.12 | 0314 | FTTx IBD MUMB0314 Sunset Heights | 3295194 | PREPARATION OF AS BUILT DRAWINGS SBP | 15 | 15 EA - each | 194 | 2910 | AS-BUILT DRAWING FOR ALL WORKS PERFORMED AS PER SCOPE | 0
483 | 483 | WORK CHANGE ORDER | 630108053 | 3 | 18.02.2021 | 1662725.02 | 31891028.1 | 33553753.12 | 0314 | FTTx IBD MUMB0314 Sunset Heights | 3111341 | DISPOSAL OF WASTE MATERIALS DEBRIS ETC. | 15 | 15.000 NOS - No. | 679 | 10185 | Collection & disposal of various kinds of unwanted materials / debris | 0
484 | 484 | WORK CHANGE ORDER | 630108053 | 3 | 18.02.2021 | 1662725.02 | 31891028.1 | 33553753.12 | 0314 | FTTx IBD MUMB0314 Sunset Heights | 3295891 | MATERIAL STORAGE & SECONDARY TRNSPT | 15 | 15 EA - each | 485 | 7275 | STORAGE AND SECONDARY TRANSPORTATION OF FIM MATERIAL TO BUILDINGS, TO BE CALCULATED PER BUILDING# | 0
485 | 485 | WORK CHANGE ORDER | 630108053 | 3 | 18.02.2021 | 1662725.02 | 31891028.1 | 33553753.12 | 0314 | FTTx IBD MUMB0314 Sunset Heights | 3295897 | CHRG: PRE EXECUTION BUILDING SURVEY | 15 | 15 EA - each | 290 | 4350 | PRE EXECUTION BUILDING SURVEY:#THIS IS BUILDING SURVEY BEFORE DEPLOYMENT INSIDE BUILDING DEPLOYMENT/CONSTRUCTION INCLUDES LAYING OF CONDUITS AND OTHER ODN | 0
486 | 486 | WORK CHANGE ORDER | 630108053 | 3 | 18.02.2021 | 1662725.02 | 31891028.1 | 33553753.12 | 0314 | FTTx IBD MUMB0314 Sunset Heights | 3318382 | CHRG DRILLING OF HOLE 25MM IN BRICK WALL | 50 | 50 EA - each | 82 | 4100 | CHARGES FOR DRILLING HOLES OF DIAMETER 25MM IN BRICK WALL WITH PROPER DRILL MACHINE AND REINSTATEMENT AFTER CONDUITING TO ENSURE WATER PROOFING OF HOLE.# | 0
487 | 487 | WORK CHANGE ORDER | 630108053 | 3 | 18.02.2021 | 1662725.02 | 31891028.1 | 33553753.12 | 0314 | FTTx IBD MUMB0314 Sunset Heights | 3318381 | CHRG DRILLING OF HOLE 40MM IN BRICK WALL | 50 | 50 EA - each | 131 | 6550 | CHARGES FOR DRILLING HOLES OF DIAMETER 40MM IN BRICK WALL WITH PROPER DRILL MACHINE AND REINSTATEMENT AFTER CONDUITING TO ENSURE WATER PROOFING OF HOLE.# | 0
488 | 488 | WORK CHANGE ORDER | 630108053 | 3 | 18.02.2021 | 1662725.02 | 31891028.1 | 33553753.12 | 0314 | FTTx IBD MUMB0314 Sunset Heights | 3318200 | CHRG DRILLING OF HOLE 25MM DIA IN RCC | 50 | 50 EA - each | 131 | 6550 | CHARGES FOR DRILLING HOLES OF DIAMETER 25MM IN RCC WITH PROPER DRILL MACHINE AND REINSTATEMENT AFTER CONDUITING TO ENSURE WATER PROOFING OF HOLE.# | 0
489 | 489 | WORK CHANGE ORDER | 630108053 | 3 | 18.02.2021 | 1662725.02 | 31891028.1 | 33553753.12 | 0314 | FTTx IBD MUMB0314 Sunset Heights | 3297469 | CHRG:DRILLING OF HOLE 40MM DIA IN RCC | 50 | 50 EA - each | 165 | 8250 | CHARGES FOR DRILLING HOLES OF DIAMETER ~40MM IN RCC WITH PROPER DRILL MACHINE AND REINSTATEMENT AFTER CONDUITING TO ENSURE WATER PROOFING OF HOLE. | 0
490 | 490 | WORK CHANGE ORDER | 630108053 | 3 | 18.02.2021 | 1662725.02 | 31891028.1 | 33553753.12 | 0314 | FTTx IBD MUMB0314 Sunset Heights | 3319692 | S&I SIMPLEX PLUG,F/40MM HDPE DUCT | 60 | EA - each | 49 | 2940 | CHARGES FOR SUPPLYING AND FIXING OF SIMPLEX PLUG FOR 40 MM HDPE DUCT# | 0
491 | 491 | WORK CHANGE ORDER | 630108053 | 3 | 18.02.2021 | 1662725.02 | 31891028.1 | 33553753.12 | 0316 | FTTx IBD MUMB0316 Dinnath Court | 3293883 | CHRG;SHALLOW TRENCH 40 OR 48MM 7WAY DUCT | 50 | 50 M - Meter | 160 | 8000 | EXCAVATION OF SHALLOW TRENCHES MANUALLY/CHIPPING/SLITTING UPTO A DEPTH OF 300 MM, WIDE UP TO 100 MM IN ASPHALT / CONCRETE / TILED SURFACE, LAYING 1 X 40 MM / | 0
492 | 492 | WORK CHANGE ORDER | 630108053 | 3 | 18.02.2021 | 1662725.02 | 31891028.1 | 33553753.12 | 0316 | FTTx IBD MUMB0316 Dinnath Court | 3314515 | CHRG:SHALLOW TREN 40MM DUCT W/2 NOS | 50 | 50 M - Meter | 160 | 8000 | EXCAVATION OF SHALLOW TRENCHES MANUALLY/CHIPPING/SLITTING IN ASPHALT / CONCRETE / TILED SURFACE, LAYING 2 NOS 40 MM DUCT AND FILLING THE COMPLETE DEPTH, INCLUDING | 0
493 | 493 | WORK CHANGE ORDER | 630108053 | 3 | 18.02.2021 | 1662725.02 | 31891028.1 | 33553753.12 | 0316 | FTTx IBD MUMB0316 Dinnath Court | 3293878 | CHRG;CLAMPING-1X40MM/1X7WAY MICRO DUCT | 100 | 100M - Meter | 49 | 4900 | CLAMPING OF THE DUCTS 1 X 40 MM / 1 X 7 WAY MICRO DUCT ( 48 MM OD ) ALONG THE WALL WITH THE HELP OF CLAMPING AT EVERY 1 M C/C# | 0
494 | 494 | WORK CHANGE ORDER | 630108053 | 3 | 18.02.2021 | 1662725.02 | 31891028.1 | 33553753.12 | 0316 | FTTx IBD MUMB0316 Dinnath Court | 3292713 | CHRGS FOR TRANS&INST OF ADSS CABLE-96F | 500 | 500M - Meter | 40 | 20000 | CHARGES FOR TRANSPORTATION & INSTALLATION OF ADSS CABLE- EIC - 96F# | 0
495 | 495 | WORK CHANGE ORDER | 630108053 | 3 | 18.02.2021 | 1662725.02 | 31891028.1 | 33553753.12 | 0316 | FTTx IBD MUMB0316 Dinnath Court | 3294064 | INSTALLATION 48 F ADSS / FIG 8 CABLE | 1000 | 1,000 | 34 | 34000 | INSTALLATION OF THE AERIAL CABLE (48 F ADSS / FIG 8 ) ALONG WITH THE ACCESSORIES. RATE INCLUDES SURVEY COST AND LOCAL LIASIONING CHARGES. | 0
496 | 496 | WORK CHANGE ORDER | 630108053 | 3 | 18.02.2021 | 1662725.02 | 31891028.1 | 33553753.12 | 0316 | FTTx IBD MUMB0316 Dinnath Court | 3294065 | INSTALLATION12F ADSS / FIG 8 CABLE | 1500 | 1,500 | 24 | 36000 | INSTALLATION OF THE AERIAL CABLE (12 F ADSS / FIG 8 ) ALONG WITH THE ACCESSORIES. RATE INCLUDES SURVEY COST AND LOCAL LIASIONING CHARGES. | 0
497 | 497 | WORK CHANGE ORDER | 630108053 | 3 | 18.02.2021 | 1662725.02 | 31891028.1 | 33553753.12 | 0316 | FTTx IBD MUMB0316 Dinnath Court | 3294710 | INSTALLATION 6F ADSS / FIG 8 CABLE | 500 | M - Meter | 19 | 9500 | INSTALLATION OF THE AERIAL CABLE (6 F ADSS / FIG 8 ) ALONG WITH THE ACCESSORIES. RATE INCLUDES SURVEY COST AND LOCAL LIASIONING CHARGES. # | 0
498 | 498 | WORK CHANGE ORDER | 630108053 | 3 | 18.02.2021 | 1662725.02 | 31891028.1 | 33553753.12 | 0316 | FTTx IBD MUMB0316 Dinnath Court | 3252599 | BLOWING OF 96F | 500 | M - Meter | 15 | 7500 | CHARGES FOR BLOWING OF 96F FIBRE. | 0
499 | 499 | WORK CHANGE ORDER | 630108053 | 3 | 18.02.2021 | 1662725.02 | 31891028.1 | 33553753.12 | 0316 | FTTx IBD MUMB0316 Dinnath Court | 3294262 | BLOWING / PULLING-48 F | 700 | M - Meter | 10 | 7000 | PULLING/BLOWING OF OFC- 48 F INCLUDING ALL MATERIALS, LABOUR, TOOLS, TACKLES, ETC.. # | 0
500 | 500 | WORK CHANGE ORDER | 630108053 | 3 | 18.02.2021 | 1662725.02 | 31891028.1 | 33553753.12 | 0316 | FTTx IBD MUMB0316 Dinnath Court | 3294264 | BLOWING / PULLING-12 F | 2000 | 2,000 | 7 | 14000 | PULLING/BLOWING OF OFC-12F INCLUDING ALL MATERIALS, LABOUR, TOOLS, TACKLES, ETC.. # | 0
501 | 501 | WORK CHANGE ORDER | 630108053 | 3 | 18.02.2021 | 1662725.02 | 31891028.1 | 33553753.12 | 0316 | FTTx IBD MUMB0316 Dinnath Court | 3294265 | BLOWING / PULLING-6 F | 1000 | 1,000 | 5 | 5000 | PULLING/BLOWING OF OFC-6F INCLUDING ALL MATERIALS, LABOUR, TOOLS, TACKLES, ETC.. # | 0
502 | 502 | WORK CHANGE ORDER | 630108053 | 3 | 18.02.2021 | 1662725.02 | 31891028.1 | 33553753.12 | 0316 | FTTx IBD MUMB0316 Dinnath Court | 3291570 | INSTLTN OF ACCESS CHAMBER 750X400X500 MM | 2 | 2 EA - each | 2328 | 4656 | INSTALLATION OF ACCESS CHAMBERS - SIZE - 750X400X500 MM DEEP.#INCLUDING COVER & LIFTING OF ACCESS CHAMBER-UPTO 50KMS INCLUDING HANDLING ,#EXCAVATION & | 0
503 | 503 | WORK CHANGE ORDER | 630108053 | 3 | 18.02.2021 | 1662725.02 | 31891028.1 | 33553753.12 | 0316 | FTTx IBD MUMB0316 Dinnath Court | 3314518 | INST OF PULLING CHAMBER 400X400X500MM | 10 | 10 EA - each | 970 | 9700 | INSTALLATION OF PULLING CHAMBERS - SIZE - 400X400X500 MM DEEP ; INCLUDING COVER .#EXCAVATION & BACKFILLING OF PITS ETC AS PER DRAWINGS , SPECIFICATIONS#AND AS | 0
504 | 504 | WORK CHANGE ORDER | 630108053 | 3 | 18.02.2021 | 1662725.02 | 31891028.1 | 33553753.12 | 0316 | FTTx IBD MUMB0316 Dinnath Court | 3294239 | CHRG;REINST,TRENCH,PCC-1:2:4,GRAVEL 20MM | 1 | 1 M3 - Cubic meter | 5335 | 5335 | CHARGES FOR REINSTATEMENT OF THE TRENCHES / PITS INCLUDING ALL MATERIALS , LABOUR, TOOLS TACKES ETC..BY PCC -1:2:4 GRAVEL SIZE - 20 MM & CURING FOR 7 DAYS. THIS ITEM | 0
505 | 505 | WORK CHANGE ORDER | 630108053 | 3 | 18.02.2021 | 1662725.02 | 31891028.1 | 33553753.12 | 0316 | FTTx IBD MUMB0316 Dinnath Court | 3291785 | RSTRTN EXCVTD SURFACE- W/COLD BITUMEN | 10 | 10 M - Meter | 1000 | 10000 | CHARGES FOR RESTORATION OF THE EXCAVATED SURFACES USING THE COLD BITUMEN INCLUDING PROPER COMPACTION ETC. ALL COMPLETE INCLUDING ALL MATERIALS TOOLS TACKLES | 0
506 | 506 | WORK CHANGE ORDER | 630108053 | 3 | 18.02.2021 | 1662725.02 | 31891028.1 | 33553753.12 | 0316 | FTTx IBD MUMB0316 Dinnath Court | 3291786 | RSTRTN EXCVTD SURFACES-W/ HOT BITUMEN | 10 | 10 M - Meter | 383 | 3830 | CHARGES FOR RESTORATION OF THE EXCAVATED SURFACES USING THE HOT BITUMEN INCLUDING PROPER COMPACTION ETC. ALL COMPLETE INCLUDING ALL MATERIALS TOOLS TACKLES | 0
507 | 507 | WORK CHANGE ORDER | 630108053 | 3 | 18.02.2021 | 1662725.02 | 31891028.1 | 33553753.12 | 0316 | FTTx IBD MUMB0316 Dinnath Court | 3290664 | CHRG F/RESTORATN OF SURF ;W/EXT TILES | 30 | 30 M - Meter | 286 | 8580 | CHARGES FOR RESTORATION OF THE EXCAVATED SURFACES USING THE EXISTING TILES OVER 100 MM THICK CONCRETE BEDDING. THE COST TO INCLUDE THE COST OF THE TILES, | 0
508 | 508 | WORK CHANGE ORDER | 630108053 | 3 | 18.02.2021 | 1662725.02 | 31891028.1 | 33553753.12 | 0316 | FTTx IBD MUMB0316 Dinnath Court | 3291784 | RSTRTN EXCVTD SURFACE-W/ PAVER BLOCK | 30 | 30 M - Meter | 631 | 18930 | CHARGES FOR RESTORATION OF THE EXCAVATED SURFACE USING NEW INTER LOCKING PAVER BLOCK OVER 100 MM THICK CONCRETE BEDDING. THE COST TO INCLUDE THE COST OF THE | 0
509 | 509 | WORK CHANGE ORDER | 630108053 | 3 | 18.02.2021 | 1662725.02 | 31891028.1 | 33553753.12 | 0316 | FTTx IBD MUMB0316 Dinnath Court | 3291783 | RESTORATION OF EXCV SURFACE-W/KOTA STONE | 10 | 10 M - Meter | 550 | 5500 | CHARGES FOR RESTORATION OF THE EXCAVATED SURFACE USING NEW KOTA STONE OVER 100 MM THICK CONCRETE BEDDING. THE COST TO INCLUDE THE COST OF THE KOTA STONE , | 0
510 | 510 | WORK CHANGE ORDER | 630108053 | 3 | 18.02.2021 | 1662725.02 | 31891028.1 | 33553753.12 | 0316 | FTTx IBD MUMB0316 Dinnath Court | 3290665 | CHRG F/RESTORATN OF SURF ;W/CHEQUED TILE | 30 | 30 M - Meter | 419 | 12570 | CHARGES FOR RESTORATION OF THE EXCAVATED SURFACE USING NEW INTER CHEQUERED TILE OVER 100 MM THICK CONCRETE BEDDING. THE COST TO INCLUDE THE COST OF THE KOTA | 0
511 | 511 | WORK CHANGE ORDER | 630108053 | 3 | 18.02.2021 | 1662725.02 | 31891028.1 | 33553753.12 | 0316 | FTTx IBD MUMB0316 Dinnath Court | 3171149 | S/FIXING PVC CONDUIT 25 MM | 1000 | 1,000 | 60 | 60000 | S/FIXING PVC CONDUIT 25MM | 0
512 | 512 | WORK CHANGE ORDER | 630108053 | 3 | 18.02.2021 | 1662725.02 | 31891028.1 | 33553753.12 | 0316 | FTTx IBD MUMB0316 Dinnath Court | 3171151 | S/FIXING PVC CONDUIT 40 MM | 600 | M - Meter | 111 | 66600 | S/FIXING PVC CONDUIT 40 MM | 0
513 | 513 | WORK CHANGE ORDER | 630108053 | 3 | 18.02.2021 | 1662725.02 | 31891028.1 | 33553753.12 | 0316 | FTTx IBD MUMB0316 Dinnath Court | 3318608 | S&I 25MM PVC CONDUIT USING SCAFFOLDING | 100 | 100M - Meter | 133 | 13300 | SUPPLY AND INSTALLATION OF 25MM OUTER DIA CONDUIT ON EXTERNAL WALL WITH THE HELP OF JHOOLA HOLDING INCLUDING MANPOWER, COUPLERS, BENDS, TEES, SADDLES, CLAMPS, | 0
514 | 514 | WORK CHANGE ORDER | 630108053 | 3 | 18.02.2021 | 1662725.02 | 31891028.1 | 33553753.12 | 0316 | FTTx IBD MUMB0316 Dinnath Court | 3318609 | S&I 40MM PVC CONDUIT USING SCAFFOLDING | 100 | 100M - Meter | 188 | 18800 | SUPPLY AND INSTALLATION OF 40MM OUTER DIA CONDUIT ON EXTERNAL WALL WITH THE HELP OF JHOOLA HOLDING INCLUDING MANPOWER, COUPLERS, BENDS, TEES, SADDLES, CLAMPS, | 0
515 | 515 | WORK CHANGE ORDER | 630108053 | 3 | 18.02.2021 | 1662725.02 | 31891028.1 | 33553753.12 | 0316 | FTTx IBD MUMB0316 Dinnath Court | 3206508 | SUP&LAY FLEX PVC CONDUIT DIA 25MM | 200 | M - Meter | 71 | 14200 | Supplying and laying of following sizes of flexible PVC conduit along with conduit accessories complete as required. | 0
516 | 516 | WORK CHANGE ORDER | 630108053 | 3 | 18.02.2021 | 1662725.02 | 31891028.1 | 33553753.12 | 0316 | FTTx IBD MUMB0316 Dinnath Court | 3206510 | SUP&LAY FLEX PVC CONDUIT DIA 40MM | 150 | M - Meter | 116 | 17400 | Supplying and laying of following sizes of flexible PVC conduit along with conduit | 0
517 | 517 | WORK CHANGE ORDER | 630108053 | 3 | 18.02.2021 | 1662725.02 | 31891028.1 | 33553753.12 | 0316 | FTTx IBD MUMB0316 Dinnath Court | 3318971 | S&I 25MM FLEXI PVC CONDUIT W/SCAFFOLDING | 100 | 100M - Meter | 144 | 14400 | SUPPLY AND INSTALLATION OF 25MM DIA REINFORCED FLEXIBLE CONDUIT ON EXTERNAL WALL WITH THE HELP OF JHOOLA HOLDING INCLUDING MANPOWER, COUPLERS, BENDS, TEES, | 0
518 | 518 | WORK CHANGE ORDER | 630108053 | 3 | 18.02.2021 | 1662725.02 | 31891028.1 | 33553753.12 | 0316 | FTTx IBD MUMB0316 Dinnath Court | 3318972 | S&I 40MM FLEXI PVC CONDUIT W/SCAFFOLDING | 100 | 100M - Meter | 194 | 19400 | SUPPLY AND INSTALLATION OF 40MM DIA REINFORCED FLEXIBLE CONDUIT ON EXTERNAL WALL WITH THE HELP OF JHOOLA HOLDING INCLUDING MANPOWER, COUPLERS, BENDS, TEES, | 0
519 | 519 | WORK CHANGE ORDER | 630108053 | 3 | 18.02.2021 | 1662725.02 | 31891028.1 | 33553753.12 | 0316 | FTTx IBD MUMB0316 Dinnath Court | 3319687 | P&F PVC JUNCTION BOX 40MM,4-WAY | 150 | EA - each | 30 | 4500 | CHARGES FOR SUPPLYING AND FIXING OF PVC JUNCTION BOX 40MM,FOUR WAY IN REQUIRED POSITION ALONG THE LINE OF PVC CONDUIT# | 0
520 | 520 | WORK CHANGE ORDER | 630108053 | 3 | 18.02.2021 | 1662725.02 | 31891028.1 | 33553753.12 | 0316 | FTTx IBD MUMB0316 Dinnath Court | 3319688 | P&F PVC JUNCTION BOX 40MM,3-WAY | 150 | EA - each | 30 | 4500 | CHARGES FOR SUPPLYING AND FIXING OF PVC JUNCTION BOX 40MM,THREE WAY IN REQUIRED POSITION ALONG THE LINE OF PVC CONDUIT# | 0
521 | 521 | WORK CHANGE ORDER | 630108053 | 3 | 18.02.2021 | 1662725.02 | 31891028.1 | 33553753.12 | 0316 | FTTx IBD MUMB0316 Dinnath Court | 3192918 | CHRG:S/F:PVC JUNCTION BOX 25MM,4-WAY | 150 | 150EA - each | 19 | 2850 | CHARGES FOR SUPPLYING AND FIXING OF PVC JUNCTION BOX | 0
522 | 522 | WORK CHANGE ORDER | 630108053 | 3 | 18.02.2021 | 1662725.02 | 31891028.1 | 33553753.12 | 0316 | FTTx IBD MUMB0316 Dinnath Court | 3192917 | CHRG:S/F:PVC JUNCTION BOX 25MM,3-WAY | 150 | 150EA - each | 19 | 2850 | CHARGES FOR SUPPLYING AND FIXING OF PVC JUNCTION BOX | 0
523 | 523 | WORK CHANGE ORDER | 630108053 | 3 | 18.02.2021 | 1662725.02 | 31891028.1 | 33553753.12 | 0316 | FTTx IBD MUMB0316 Dinnath Court | 3259755 | INSTALLATION OF FDC | 15 | EA - each | 49 | 735 | Installation of Fibre Distribution Cabinet | 0
524 | 524 | WORK CHANGE ORDER | 630108053 | 3 | 18.02.2021 | 1662725.02 | 31891028.1 | 33553753.12 | 0316 | FTTx IBD MUMB0316 Dinnath Court | 3294022 | INSTALLATION OF FAT (WALL/POLE MOUNTED) | 50 | 50 EA - each | 49 | 2450 | INSTALLATION OF FIBRE ACCESS TERMINAL (WALL/POLE MOUNTED)# | 0
525 | 525 | WORK CHANGE ORDER | 630108053 | 3 | 18.02.2021 | 1662725.02 | 31891028.1 | 33553753.12 | 0316 | FTTx IBD MUMB0316 Dinnath Court | 3293902 | INSTALLATION LEVEL 1 ( S1 ) SPLITTER | 20 | EA - each | 49 | 980 | INSTALLATION OF FREE ISSUED SPLITTER AT SUGGESTED LOCATION INCLUDING ALL MANPOWER, TOOLS TACKLES, HARDWARES ETC. COMPLETE AS PER THE DRG AND DIRECTION OF | 0
526 | 526 | WORK CHANGE ORDER | 630108053 | 3 | 18.02.2021 | 1662725.02 | 31891028.1 | 33553753.12 | 0316 | FTTx IBD MUMB0316 Dinnath Court | 3293903 | INSTALLATION LEVEL 2 ( S2 ) SPLITTER | 160 | EA - each | 49 | 7840 | INSTALLATION OF FREE ISSUED SPLITTER AT SUGGESTED LOCATION INCLUDING ALL MANPOWER, TOOLS TACKLES, HARDWARES ETC. COMPLETE AS PER THE DRG AND DIRECTION OF | 0
527 | 527 | WORK CHANGE ORDER | 630108053 | 3 | 18.02.2021 | 1662725.02 | 31891028.1 | 33553753.12 | 0316 | FTTx IBD MUMB0316 Dinnath Court | 3252601 | SPLICING,JOINTING & TERMINATION-48F | 500 | 500.000 NOS - No. | 112 | 56000 | CHARGES FOR SPLICING,JOINTING & TERMINATION OF 48F FIBRE. | 0
528 | 528 | WORK CHANGE ORDER | 630108053 | 3 | 18.02.2021 | 1662725.02 | 31891028.1 | 33553753.12 | 0316 | FTTx IBD MUMB0316 Dinnath Court | 3252602 | SPLICING,JOINTING & TERMINATION-96F | 192 | 192.000 NOS - No. | 112 | 21504 | CHARGES FOR SPLICING,JOINTING & TERMINATION OF 96F FIBRE. | 0
529 | 529 | WORK CHANGE ORDER | 630108053 | 3 | 18.02.2021 | 1662725.02 | 31891028.1 | 33553753.12 | 0316 | FTTx IBD MUMB0316 Dinnath Court | 3300512 | SPLICING & TERM OFC,FIXED COST/DAY | 10 | EA - each | 2425 | 24250 | OFC SPLICING&TERMINATION-FIXED COST/DAY#JOB INVOLVES: 1) SPLICING & TERMINATION OF OFC CABLE AS DIRECTED BY EIC. 2) ALL TOOLS AND TACKLES, PPES, CONSUMABLES ARE IN | 0
530 | 530 | WORK CHANGE ORDER | 630108053 | 3 | 18.02.2021 | 1662725.02 | 31891028.1 | 33553753.12 | 0316 | FTTx IBD MUMB0316 Dinnath Court | 3098777 | A11102-SELF ADHESIVE LABELS | 400 | 400.000 | 10 | 4000 | 420 | 0
531 | 531 | WORK CHANGE ORDER | 630108053 | 3 | 18.02.2021 | 1662725.02 | 31891028.1 | 33553753.12 | 0316 | FTTx IBD MUMB0316 Dinnath Court | 3295194 | PREPARATION OF AS BUILT DRAWINGS SBP | 15 | 15 EA - each | 194 | 2910 | AS-BUILT DRAWING FOR ALL WORKS PERFORMED AS PER SCOPE | 0
532 | 532 | WORK CHANGE ORDER | 630108053 | 3 | 18.02.2021 | 1662725.02 | 31891028.1 | 33553753.12 | 0316 | FTTx IBD MUMB0316 Dinnath Court | 3111341 | DISPOSAL OF WASTE MATERIALS DEBRIS ETC. | 15 | 15.000 NOS - No. | 679 | 10185 | Collection & disposal of various kinds of unwanted materials / debris | 0
533 | 533 | WORK CHANGE ORDER | 630108053 | 3 | 18.02.2021 | 1662725.02 | 31891028.1 | 33553753.12 | 0316 | FTTx IBD MUMB0316 Dinnath Court | 3295891 | MATERIAL STORAGE & SECONDARY TRNSPT | 15 | 15 EA - each | 485 | 7275 | STORAGE AND SECONDARY TRANSPORTATION OF FIM MATERIAL TO BUILDINGS, TO BE CALCULATED PER BUILDING# | 0
534 | 534 | WORK CHANGE ORDER | 630108053 | 3 | 18.02.2021 | 1662725.02 | 31891028.1 | 33553753.12 | 0316 | FTTx IBD MUMB0316 Dinnath Court | 3295897 | CHRG: PRE EXECUTION BUILDING SURVEY | 15 | 15 EA - each | 290 | 4350 | PRE EXECUTION BUILDING SURVEY:#THIS IS BUILDING SURVEY BEFORE DEPLOYMENT INSIDE BUILDING DEPLOYMENT/CONSTRUCTION INCLUDES LAYING OF CONDUITS AND OTHER ODN | 0
535 | 535 | WORK CHANGE ORDER | 630108053 | 3 | 18.02.2021 | 1662725.02 | 31891028.1 | 33553753.12 | 0316 | FTTx IBD MUMB0316 Dinnath Court | 3318382 | CHRG DRILLING OF HOLE 25MM IN BRICK WALL | 50 | 50 EA - each | 82 | 4100 | CHARGES FOR DRILLING HOLES OF DIAMETER 25MM IN BRICK WALL WITH PROPER DRILL MACHINE AND REINSTATEMENT AFTER CONDUITING TO ENSURE WATER PROOFING OF HOLE.# | 0
536 | 536 | WORK CHANGE ORDER | 630108053 | 3 | 18.02.2021 | 1662725.02 | 31891028.1 | 33553753.12 | 0316 | FTTx IBD MUMB0316 Dinnath Court | 3318381 | CHRG DRILLING OF HOLE 40MM IN BRICK WALL | 50 | 50 EA - each | 131 | 6550 | CHARGES FOR DRILLING HOLES OF DIAMETER 40MM IN BRICK WALL WITH PROPER DRILL MACHINE AND REINSTATEMENT AFTER CONDUITING TO ENSURE WATER PROOFING OF HOLE.# | 0
537 | 537 | WORK CHANGE ORDER | 630108053 | 3 | 18.02.2021 | 1662725.02 | 31891028.1 | 33553753.12 | 0316 | FTTx IBD MUMB0316 Dinnath Court | 3318200 | CHRG DRILLING OF HOLE 25MM DIA IN RCC | 50 | 50 EA - each | 131 | 6550 | CHARGES FOR DRILLING HOLES OF DIAMETER 25MM IN RCC WITH PROPER DRILL MACHINE AND REINSTATEMENT AFTER CONDUITING TO ENSURE WATER PROOFING OF HOLE.# | 0
538 | 538 | WORK CHANGE ORDER | 630108053 | 3 | 18.02.2021 | 1662725.02 | 31891028.1 | 33553753.12 | 0316 | FTTx IBD MUMB0316 Dinnath Court | 3297469 | CHRG:DRILLING OF HOLE 40MM DIA IN RCC | 50 | 50 EA - each | 165 | 8250 | CHARGES FOR DRILLING HOLES OF DIAMETER ~40MM IN RCC WITH PROPER DRILL MACHINE AND REINSTATEMENT AFTER CONDUITING TO ENSURE WATER PROOFING OF HOLE. | 0
539 | 539 | WORK CHANGE ORDER | 630108053 | 3 | 18.02.2021 | 1662725.02 | 31891028.1 | 33553753.12 | 0316 | FTTx IBD MUMB0316 Dinnath Court | 3319692 | S&I SIMPLEX PLUG,F/40MM HDPE DUCT | 60 | EA - each | 49 | 2940 | CHARGES FOR SUPPLYING AND FIXING OF SIMPLEX PLUG FOR 40 MM HDPE DUCT# | 0
540 | 540 | WORK CHANGE ORDER | 630108053 | 3 | 18.02.2021 | 1662725.02 | 31891028.1 | 33553753.12 | 0328 | FTTx IBD MUMB0328 Naperol Tower | 3293883 | CHRG;SHALLOW TRENCH 40 OR 48MM 7WAY DUCT | 50 | 50 M - Meter | 160 | 8000 | EXCAVATION OF SHALLOW TRENCHES MANUALLY/CHIPPING/SLITTING UPTO A DEPTH OF 300 MM, WIDE UP TO 100 MM IN ASPHALT / CONCRETE / TILED SURFACE, LAYING 1 X 40 MM / 1 X 7 | 0
541 | 541 | WORK CHANGE ORDER | 630108053 | 3 | 18.02.2021 | 1662725.02 | 31891028.1 | 33553753.12 | 0328 | FTTx IBD MUMB0328 Naperol Tower | 3314515 | CHRG:SHALLOW TREN 40MM DUCT W/2 NOS | 50 | 50 M - Meter | 160 | 8000 | EXCAVATION OF SHALLOW TRENCHES MANUALLY/CHIPPING/SLITTING IN ASPHALT / CONCRETE / TILED SURFACE, LAYING 2 NOS 40 MM DUCT AND FILLING THE COMPLETE DEPTH, INCLUDING | 0
542 | 542 | WORK CHANGE ORDER | 630108053 | 3 | 18.02.2021 | 1662725.02 | 31891028.1 | 33553753.12 | 0328 | FTTx IBD MUMB0328 Naperol Tower | 3293878 | CHRG;CLAMPING-1X40MM/1X7WAY MICRO DUCT | 100 | 100M - Meter | 49 | 4900 | CLAMPING OF THE DUCTS 1 X 40 MM / 1 X 7 WAY MICRO DUCT ( 48 MM OD ) ALONG THE WALL WITH THE HELP OF CLAMPING AT EVERY 1 M C/C# | 0
543 | 543 | WORK CHANGE ORDER | 630108053 | 3 | 18.02.2021 | 1662725.02 | 31891028.1 | 33553753.12 | 0328 | FTTx IBD MUMB0328 Naperol Tower | 3292713 | CHRGS FOR TRANS&INST OF ADSS CABLE-96F | 500 | 500M - Meter | 40 | 20000 | CHARGES FOR TRANSPORTATION & INSTALLATION OF ADSS CABLE- EIC - 96F# | 0
544 | 544 | WORK CHANGE ORDER | 630108053 | 3 | 18.02.2021 | 1662725.02 | 31891028.1 | 33553753.12 | 0328 | FTTx IBD MUMB0328 Naperol Tower | 3294064 | INSTALLATION 48 F ADSS / FIG 8 CABLE | 1000 | 1,000 | 34 | 34000 | INSTALLATION OF THE AERIAL CABLE (48 F ADSS / FIG 8 ) ALONG WITH THE ACCESSORIES. RATE INCLUDES SURVEY COST AND LOCAL LIASIONING CHARGES. | 0
545 | 545 | WORK CHANGE ORDER | 630108053 | 3 | 18.02.2021 | 1662725.02 | 31891028.1 | 33553753.12 | 0328 | FTTx IBD MUMB0328 Naperol Tower | 3294065 | INSTALLATION12F ADSS / FIG 8 CABLE | 1500 | 1,500 | 24 | 36000 | INSTALLATION OF THE AERIAL CABLE (12 F ADSS / FIG 8 ) ALONG WITH THE ACCESSORIES. RATE INCLUDES SURVEY COST AND LOCAL LIASIONING CHARGES. | 0
546 | 546 | WORK CHANGE ORDER | 630108053 | 3 | 18.02.2021 | 1662725.02 | 31891028.1 | 33553753.12 | 0328 | FTTx IBD MUMB0328 Naperol Tower | 3294710 | INSTALLATION 6F ADSS / FIG 8 CABLE | 500 | M - Meter | 19 | 9500 | INSTALLATION OF THE AERIAL CABLE (6 F ADSS / FIG 8 ) ALONG WITH THE ACCESSORIES. RATE INCLUDES SURVEY COST AND LOCAL LIASIONING CHARGES. # | 0
547 | 547 | WORK CHANGE ORDER | 630108053 | 3 | 18.02.2021 | 1662725.02 | 31891028.1 | 33553753.12 | 0328 | FTTx IBD MUMB0328 Naperol Tower | 3252599 | BLOWING OF 96F | 500 | M - Meter | 15 | 7500 | CHARGES FOR BLOWING OF 96F FIBRE. | 0
548 | 548 | WORK CHANGE ORDER | 630108053 | 3 | 18.02.2021 | 1662725.02 | 31891028.1 | 33553753.12 | 0328 | FTTx IBD MUMB0328 Naperol Tower | 3294262 | BLOWING / PULLING-48 F | 700 | M - Meter | 10 | 7000 | PULLING/BLOWING OF OFC- 48 F INCLUDING ALL MATERIALS, LABOUR, TOOLS, TACKLES, ETC.. # | 0
549 | 549 | WORK CHANGE ORDER | 630108053 | 3 | 18.02.2021 | 1662725.02 | 31891028.1 | 33553753.12 | 0328 | FTTx IBD MUMB0328 Naperol Tower | 3294264 | BLOWING / PULLING-12 F | 2000 | 2,000 | 7 | 14000 | PULLING/BLOWING OF OFC-12F INCLUDING ALL MATERIALS, LABOUR, TOOLS, TACKLES, ETC.. # | 0
550 | 550 | WORK CHANGE ORDER | 630108053 | 3 | 18.02.2021 | 1662725.02 | 31891028.1 | 33553753.12 | 0328 | FTTx IBD MUMB0328 Naperol Tower | 3294265 | BLOWING / PULLING-6 F | 1000 | 1,000 | 5 | 5000 | PULLING/BLOWING OF OFC-6F INCLUDING ALL MATERIALS, LABOUR, TOOLS, TACKLES, ETC.. # | 0
551 | 551 | WORK CHANGE ORDER | 630108053 | 3 | 18.02.2021 | 1662725.02 | 31891028.1 | 33553753.12 | 0328 | FTTx IBD MUMB0328 Naperol Tower | 3291570 | INSTLTN OF ACCESS CHAMBER 750X400X500 MM | 2 | 2 EA - each | 2328 | 4656 | INSTALLATION OF ACCESS CHAMBERS - SIZE - 750X400X500 MM DEEP.#INCLUDING COVER & LIFTING OF ACCESS CHAMBER-UPTO 50KMS INCLUDING HANDLING ,#EXCAVATION & | 0
552 | 552 | WORK CHANGE ORDER | 630108053 | 3 | 18.02.2021 | 1662725.02 | 31891028.1 | 33553753.12 | 0328 | FTTx IBD MUMB0328 Naperol Tower | 3314518 | INST OF PULLING CHAMBER 400X400X500MM | 10 | 10 EA - each | 970 | 9700 | INSTALLATION OF PULLING CHAMBERS - SIZE - 400X400X500 MM DEEP ; INCLUDING COVER .#EXCAVATION & BACKFILLING OF PITS ETC AS PER DRAWINGS , SPECIFICATIONS#AND AS | 0
553 | 553 | WORK CHANGE ORDER | 630108053 | 3 | 18.02.2021 | 1662725.02 | 31891028.1 | 33553753.12 | 0328 | FTTx IBD MUMB0328 Naperol Tower | 3294239 | CHRG;REINST,TRENCH,PCC-1:2:4,GRAVEL 20MM | 1 | 1 M3 - Cubic meter | 5335 | 5335 | CHARGES FOR REINSTATEMENT OF THE TRENCHES / PITS INCLUDING ALL MATERIALS , LABOUR, TOOLS TACKES ETC..BY PCC -1:2:4 GRAVEL SIZE - 20 MM & CURING FOR 7 DAYS. THIS ITEM | 0
554 | 554 | WORK CHANGE ORDER | 630108053 | 3 | 18.02.2021 | 1662725.02 | 31891028.1 | 33553753.12 | 0328 | FTTx IBD MUMB0328 Naperol Tower | 3291785 | RSTRTN EXCVTD SURFACE- W/COLD BITUMEN | 10 | 10 M - Meter | 1000 | 10000 | CHARGES FOR RESTORATION OF THE EXCAVATED SURFACES USING THE COLD BITUMEN INCLUDING PROPER COMPACTION ETC. ALL COMPLETE INCLUDING ALL MATERIALS TOOLS TACKLES | 0
555 | 555 | WORK CHANGE ORDER | 630108053 | 3 | 18.02.2021 | 1662725.02 | 31891028.1 | 33553753.12 | 0328 | FTTx IBD MUMB0328 Naperol Tower | 3291786 | RSTRTN EXCVTD SURFACES-W/ HOT BITUMEN | 10 | 10 M - Meter | 383 | 3830 | CHARGES FOR RESTORATION OF THE EXCAVATED SURFACES USING THE HOT BITUMEN INCLUDING PROPER COMPACTION ETC. ALL COMPLETE INCLUDING ALL MATERIALS TOOLS TACKLES | 0
556 | 556 | WORK CHANGE ORDER | 630108053 | 3 | 18.02.2021 | 1662725.02 | 31891028.1 | 33553753.12 | 0328 | FTTx IBD MUMB0328 Naperol Tower | 3290664 | CHRG F/RESTORATN OF SURF ;W/EXT TILES | 30 | 30 M - Meter | 286 | 8580 | CHARGES FOR RESTORATION OF THE EXCAVATED SURFACES USING THE EXISTING TILES OVER 100 MM THICK CONCRETE BEDDING. THE COST TO INCLUDE THE COST OF THE TILES, | 0
557 | 557 | WORK CHANGE ORDER | 630108053 | 3 | 18.02.2021 | 1662725.02 | 31891028.1 | 33553753.12 | 0328 | FTTx IBD MUMB0328 Naperol Tower | 3291784 | RSTRTN EXCVTD SURFACE-W/ PAVER BLOCK | 30 | 30 M - Meter | 631 | 18930 | CHARGES FOR RESTORATION OF THE EXCAVATED SURFACE USING NEW INTER LOCKING PAVER BLOCK OVER 100 MM THICK CONCRETE BEDDING. THE COST TO INCLUDE THE COST OF THE | 0
558 | 558 | WORK CHANGE ORDER | 630108053 | 3 | 18.02.2021 | 1662725.02 | 31891028.1 | 33553753.12 | 0328 | FTTx IBD MUMB0328 Naperol Tower | 3291783 | RESTORATION OF EXCV SURFACE-W/KOTA STONE | 10 | 10 M - Meter | 550 | 5500 | CHARGES FOR RESTORATION OF THE EXCAVATED SURFACE USING NEW KOTA STONE OVER 100 MM THICK CONCRETE BEDDING. THE COST TO INCLUDE THE COST OF THE KOTA STONE , | 0
559 | 559 | WORK CHANGE ORDER | 630108053 | 3 | 18.02.2021 | 1662725.02 | 31891028.1 | 33553753.12 | 0328 | FTTx IBD MUMB0328 Naperol Tower | 3290665 | CHRG F/RESTORATN OF SURF ;W/CHEQUED TILE | 30 | 30 M - Meter | 419 | 12570 | CHARGES FOR RESTORATION OF THE EXCAVATED SURFACE USING NEW INTER CHEQUERED TILE OVER 100 MM THICK CONCRETE BEDDING. THE COST TO INCLUDE THE COST OF THE KOTA | 0
560 | 560 | WORK CHANGE ORDER | 630108053 | 3 | 18.02.2021 | 1662725.02 | 31891028.1 | 33553753.12 | 0328 | FTTx IBD MUMB0328 Naperol Tower | 3171149 | S/FIXING PVC CONDUIT 25 MM | 1000 | 1,000 | 60 | 60000 | S/FIXING PVC CONDUIT 25MM | 0
561 | 561 | WORK CHANGE ORDER | 630108053 | 3 | 18.02.2021 | 1662725.02 | 31891028.1 | 33553753.12 | 0328 | FTTx IBD MUMB0328 Naperol Tower | 3171151 | S/FIXING PVC CONDUIT 40 MM | 600 | M - Meter | 111 | 66600 | S/FIXING PVC CONDUIT 40 MM | 0
562 | 562 | WORK CHANGE ORDER | 630108053 | 3 | 18.02.2021 | 1662725.02 | 31891028.1 | 33553753.12 | 0328 | FTTx IBD MUMB0328 Naperol Tower | 3318608 | S&I 25MM PVC CONDUIT USING SCAFFOLDING | 100 | 100M - Meter | 133 | 13300 | SUPPLY AND INSTALLATION OF 25MM OUTER DIA CONDUIT ON EXTERNAL WALL WITH THE HELP OF JHOOLA HOLDING INCLUDING MANPOWER, COUPLERS, BENDS, TEES, SADDLES, CLAMPS, | 0
563 | 563 | WORK CHANGE ORDER | 630108053 | 3 | 18.02.2021 | 1662725.02 | 31891028.1 | 33553753.12 | 0328 | FTTx IBD MUMB0328 Naperol Tower | 3318609 | S&I 40MM PVC CONDUIT USING SCAFFOLDING | 100 | 100M - Meter | 188 | 18800 | SUPPLY AND INSTALLATION OF 40MM OUTER DIA CONDUIT ON EXTERNAL WALL WITH THE HELP OF JHOOLA HOLDING INCLUDING MANPOWER, COUPLERS, BENDS, TEES, SADDLES, CLAMPS, | 0
564 | 564 | WORK CHANGE ORDER | 630108053 | 3 | 18.02.2021 | 1662725.02 | 31891028.1 | 33553753.12 | 0328 | FTTx IBD MUMB0328 Naperol Tower | 3206508 | SUP&LAY FLEX PVC CONDUIT DIA 25MM | 200 | M - Meter | 71 | 14200 | Supplying and laying of following sizes of flexible PVC conduit along with conduit accessories complete as required. | 0
565 | 565 | WORK CHANGE ORDER | 630108053 | 3 | 18.02.2021 | 1662725.02 | 31891028.1 | 33553753.12 | 0328 | FTTx IBD MUMB0328 Naperol Tower | 3206510 | SUP&LAY FLEX PVC CONDUIT DIA 40MM | 150 | M - Meter | 116 | 17400 | Supplying and laying of following sizes of flexible PVC conduit along with conduit | 0
566 | 566 | WORK CHANGE ORDER | 630108053 | 3 | 18.02.2021 | 1662725.02 | 31891028.1 | 33553753.12 | 0328 | FTTx IBD MUMB0328 Naperol Tower | 3318971 | S&I 25MM FLEXI PVC CONDUIT W/SCAFFOLDING | 100 | 100M - Meter | 144 | 14400 | SUPPLY AND INSTALLATION OF 25MM DIA REINFORCED FLEXIBLE CONDUIT ON EXTERNAL WALL WITH THE HELP OF JHOOLA HOLDING INCLUDING MANPOWER, COUPLERS, BENDS, TEES, | 0
567 | 567 | WORK CHANGE ORDER | 630108053 | 3 | 18.02.2021 | 1662725.02 | 31891028.1 | 33553753.12 | 0328 | FTTx IBD MUMB0328 Naperol Tower | 3318972 | S&I 40MM FLEXI PVC CONDUIT W/SCAFFOLDING | 100 | 100M - Meter | 194 | 19400 | SUPPLY AND INSTALLATION OF 40MM DIA REINFORCED FLEXIBLE CONDUIT ON EXTERNAL WALL WITH THE HELP OF JHOOLA HOLDING INCLUDING MANPOWER, COUPLERS, BENDS, TEES, | 0
568 | 568 | WORK CHANGE ORDER | 630108053 | 3 | 18.02.2021 | 1662725.02 | 31891028.1 | 33553753.12 | 0328 | FTTx IBD MUMB0328 Naperol Tower | 3319687 | P&F PVC JUNCTION BOX 40MM,4-WAY | 150 | EA - each | 30 | 4500 | CHARGES FOR SUPPLYING AND FIXING OF PVC JUNCTION BOX 40MM,FOUR WAY IN REQUIRED POSITION ALONG THE LINE OF PVC CONDUIT# | 0
569 | 569 | WORK CHANGE ORDER | 630108053 | 3 | 18.02.2021 | 1662725.02 | 31891028.1 | 33553753.12 | 0328 | FTTx IBD MUMB0328 Naperol Tower | 3319688 | P&F PVC JUNCTION BOX 40MM,3-WAY | 150 | EA - each | 30 | 4500 | CHARGES FOR SUPPLYING AND FIXING OF PVC JUNCTION BOX 40MM,THREE WAY IN REQUIRED POSITION ALONG THE LINE OF PVC CONDUIT# | 0
570 | 570 | WORK CHANGE ORDER | 630108053 | 3 | 18.02.2021 | 1662725.02 | 31891028.1 | 33553753.12 | 0328 | FTTx IBD MUMB0328 Naperol Tower | 3192918 | CHRG:S/F:PVC JUNCTION BOX 25MM,4-WAY | 150 | 150EA - each | 19 | 2850 | CHARGES FOR SUPPLYING AND FIXING OF PVC JUNCTION BOX | 0
571 | 571 | WORK CHANGE ORDER | 630108053 | 3 | 18.02.2021 | 1662725.02 | 31891028.1 | 33553753.12 | 0328 | FTTx IBD MUMB0328 Naperol Tower | 3192917 | CHRG:S/F:PVC JUNCTION BOX 25MM,3-WAY | 150 | 150EA - each | 19 | 2850 | CHARGES FOR SUPPLYING AND FIXING OF PVC JUNCTION BOX | 0
572 | 572 | WORK CHANGE ORDER | 630108053 | 3 | 18.02.2021 | 1662725.02 | 31891028.1 | 33553753.12 | 0328 | FTTx IBD MUMB0328 Naperol Tower | 3259755 | INSTALLATION OF FDC | 15 | EA - each | 49 | 735 | Installation of Fibre Distribution Cabinet | 0
573 | 573 | WORK CHANGE ORDER | 630108053 | 3 | 18.02.2021 | 1662725.02 | 31891028.1 | 33553753.12 | 0328 | FTTx IBD MUMB0328 Naperol Tower | 3294022 | INSTALLATION OF FAT (WALL/POLE MOUNTED) | 50 | 50 EA - each | 49 | 2450 | INSTALLATION OF FIBRE ACCESS TERMINAL (WALL/POLE MOUNTED)# | 0
574 | 574 | WORK CHANGE ORDER | 630108053 | 3 | 18.02.2021 | 1662725.02 | 31891028.1 | 33553753.12 | 0328 | FTTx IBD MUMB0328 Naperol Tower | 3293902 | INSTALLATION LEVEL 1 ( S1 ) SPLITTER | 20 | EA - each | 49 | 980 | INSTALLATION OF FREE ISSUED SPLITTER AT SUGGESTED LOCATION INCLUDING ALL MANPOWER, TOOLS TACKLES, HARDWARES ETC. COMPLETE AS PER THE DRG AND DIRECTION OF | 0
575 | 575 | WORK CHANGE ORDER | 630108053 | 3 | 18.02.2021 | 1662725.02 | 31891028.1 | 33553753.12 | 0328 | FTTx IBD MUMB0328 Naperol Tower | 3293903 | INSTALLATION LEVEL 2 ( S2 ) SPLITTER | 160 | EA - each | 49 | 7840 | INSTALLATION OF FREE ISSUED SPLITTER AT SUGGESTED LOCATION INCLUDING ALL MANPOWER, TOOLS TACKLES, HARDWARES ETC. COMPLETE AS PER THE DRG AND DIRECTION OF | 0
576 | 576 | WORK CHANGE ORDER | 630108053 | 3 | 18.02.2021 | 1662725.02 | 31891028.1 | 33553753.12 | 0328 | FTTx IBD MUMB0328 Naperol Tower | 3252601 | SPLICING,JOINTING & TERMINATION-48F | 500 | 500.000 NOS - No. | 112 | 56000 | CHARGES FOR SPLICING,JOINTING & TERMINATION OF 48F FIBRE. | 0
577 | 577 | WORK CHANGE ORDER | 630108053 | 3 | 18.02.2021 | 1662725.02 | 31891028.1 | 33553753.12 | 0328 | FTTx IBD MUMB0328 Naperol Tower | 3252602 | SPLICING,JOINTING & TERMINATION-96F | 192 | 192.000 NOS - No. | 112 | 21504 | CHARGES FOR SPLICING,JOINTING & TERMINATION OF 96F FIBRE. | 0
578 | 578 | WORK CHANGE ORDER | 630108053 | 3 | 18.02.2021 | 1662725.02 | 31891028.1 | 33553753.12 | 0328 | FTTx IBD MUMB0328 Naperol Tower | 3300512 | SPLICING & TERM OFC,FIXED COST/DAY | 10 | EA - each | 2425 | 24250 | OFC SPLICING&TERMINATION-FIXED COST/DAY#JOB INVOLVES: 1) SPLICING & TERMINATION OF OFC CABLE AS DIRECTED BY EIC. 2) ALL TOOLS AND TACKLES, PPES, CONSUMABLES ARE IN | 0
579 | 579 | WORK CHANGE ORDER | 630108053 | 3 | 18.02.2021 | 1662725.02 | 31891028.1 | 33553753.12 | 0328 | FTTx IBD MUMB0328 Naperol Tower | 3098777 | A11102-SELF ADHESIVE LABELS | 400 | 400.000 | 10 | 4000 | 420 | 0
580 | 580 | WORK CHANGE ORDER | 630108053 | 3 | 18.02.2021 | 1662725.02 | 31891028.1 | 33553753.12 | 0328 | FTTx IBD MUMB0328 Naperol Tower | 3295194 | PREPARATION OF AS BUILT DRAWINGS SBP | 15 | 15 EA - each | 194 | 2910 | AS-BUILT DRAWING FOR ALL WORKS PERFORMED AS PER SCOPE | 0
581 | 581 | WORK CHANGE ORDER | 630108053 | 3 | 18.02.2021 | 1662725.02 | 31891028.1 | 33553753.12 | 0328 | FTTx IBD MUMB0328 Naperol Tower | 3111341 | DISPOSAL OF WASTE MATERIALS DEBRIS ETC. | 15 | 15.000 NOS - No. | 679 | 10185 | Collection & disposal of various kinds of unwanted materials / debris | 0
582 | 582 | WORK CHANGE ORDER | 630108053 | 3 | 18.02.2021 | 1662725.02 | 31891028.1 | 33553753.12 | 0328 | FTTx IBD MUMB0328 Naperol Tower | 3295891 | MATERIAL STORAGE & SECONDARY TRNSPT | 15 | 15 EA - each | 485 | 7275 | STORAGE AND SECONDARY TRANSPORTATION OF FIM MATERIAL TO BUILDINGS, TO BE CALCULATED PER BUILDING# | 0
583 | 583 | WORK CHANGE ORDER | 630108053 | 3 | 18.02.2021 | 1662725.02 | 31891028.1 | 33553753.12 | 0328 | FTTx IBD MUMB0328 Naperol Tower | 3295897 | CHRG: PRE EXECUTION BUILDING SURVEY | 15 | 15 EA - each | 290 | 4350 | PRE EXECUTION BUILDING SURVEY:#THIS IS BUILDING SURVEY BEFORE DEPLOYMENT INSIDE BUILDING DEPLOYMENT/CONSTRUCTION INCLUDES LAYING OF CONDUITS AND OTHER ODN | 0
584 | 584 | WORK CHANGE ORDER | 630108053 | 3 | 18.02.2021 | 1662725.02 | 31891028.1 | 33553753.12 | 0328 | FTTx IBD MUMB0328 Naperol Tower | 3318382 | CHRG DRILLING OF HOLE 25MM IN BRICK WALL | 50 | 50 EA - each | 82 | 4100 | CHARGES FOR DRILLING HOLES OF DIAMETER 25MM IN BRICK WALL WITH PROPER DRILL MACHINE AND REINSTATEMENT AFTER CONDUITING TO ENSURE WATER PROOFING OF HOLE.# | 0
585 | 585 | WORK CHANGE ORDER | 630108053 | 3 | 18.02.2021 | 1662725.02 | 31891028.1 | 33553753.12 | 0328 | FTTx IBD MUMB0328 Naperol Tower | 3318381 | CHRG DRILLING OF HOLE 40MM IN BRICK WALL | 50 | 50 EA - each | 131 | 6550 | CHARGES FOR DRILLING HOLES OF DIAMETER 40MM IN BRICK WALL WITH PROPER DRILL MACHINE AND REINSTATEMENT AFTER CONDUITING TO ENSURE WATER PROOFING OF HOLE.# | 0
586 | 586 | WORK CHANGE ORDER | 630108053 | 3 | 18.02.2021 | 1662725.02 | 31891028.1 | 33553753.12 | 0328 | FTTx IBD MUMB0328 Naperol Tower | 3318200 | CHRG DRILLING OF HOLE 25MM DIA IN RCC | 50 | 50 EA - each | 131 | 6550 | CHARGES FOR DRILLING HOLES OF DIAMETER 25MM IN RCC WITH PROPER DRILL MACHINE AND REINSTATEMENT AFTER CONDUITING TO ENSURE WATER PROOFING OF HOLE.# | 0
587 | 587 | WORK CHANGE ORDER | 630108053 | 3 | 18.02.2021 | 1662725.02 | 31891028.1 | 33553753.12 | 0328 | FTTx IBD MUMB0328 Naperol Tower | 3297469 | CHRG:DRILLING OF HOLE 40MM DIA IN RCC | 50 | 50 EA - each | 165 | 8250 | CHARGES FOR DRILLING HOLES OF DIAMETER ~40MM IN RCC WITH PROPER DRILL MACHINE AND REINSTATEMENT AFTER CONDUITING TO ENSURE WATER PROOFING OF HOLE. | 0
588 | 588 | WORK CHANGE ORDER | 630108053 | 3 | 18.02.2021 | 1662725.02 | 31891028.1 | 33553753.12 | 0328 | FTTx IBD MUMB0328 Naperol Tower | 3319692 | S&I SIMPLEX PLUG,F/40MM HDPE DUCT | 60 | EA - each | 49 | 2940 | CHARGES FOR SUPPLYING AND FIXING OF SIMPLEX PLUG FOR 40 MM HDPE DUCT# | 0
589 | 589 | WORK CHANGE ORDER | 630108053 | 3 | 18.02.2021 | 1662725.02 | 31891028.1 | 33553753.12 | 0334 | FTTx IBD MUMB0334 Silver Dunes | 3293883 | CHRG;SHALLOW TRENCH 40 OR 48MM 7WAY DUCT | 50 | 50 M - Meter | 160 | 8000 | EXCAVATION OF SHALLOW TRENCHES MANUALLY/CHIPPING/SLITTING UPTO A DEPTH OF 300 MM, WIDE UP TO 100 MM IN ASPHALT / CONCRETE / TILED SURFACE, LAYING 1 X 40 MM / 1 X 7 | 0
590 | 590 | WORK CHANGE ORDER | 630108053 | 3 | 18.02.2021 | 1662725.02 | 31891028.1 | 33553753.12 | 0334 | FTTx IBD MUMB0334 Silver Dunes | 3314515 | CHRG:SHALLOW TREN 40MM DUCT W/2 NOS | 50 | 50 M - Meter | 160 | 8000 | EXCAVATION OF SHALLOW TRENCHES MANUALLY/CHIPPING/SLITTING IN ASPHALT / CONCRETE / TILED SURFACE, LAYING 2 NOS 40 MM DUCT AND FILLING THE COMPLETE DEPTH, INCLUDING | 0
591 | 591 | WORK CHANGE ORDER | 630108053 | 3 | 18.02.2021 | 1662725.02 | 31891028.1 | 33553753.12 | 0334 | FTTx IBD MUMB0334 Silver Dunes | 3293878 | CHRG;CLAMPING-1X40MM/1X7WAY MICRO DUCT | 100 | 100M - Meter | 49 | 4900 | CLAMPING OF THE DUCTS 1 X 40 MM / 1 X 7 WAY MICRO DUCT ( 48 MM OD ) ALONG THE WALL WITH THE HELP OF CLAMPING AT EVERY 1 M C/C# | 0
592 | 592 | WORK CHANGE ORDER | 630108053 | 3 | 18.02.2021 | 1662725.02 | 31891028.1 | 33553753.12 | 0334 | FTTx IBD MUMB0334 Silver Dunes | 3292713 | CHRGS FOR TRANS&INST OF ADSS CABLE-96F | 500 | 500M - Meter | 40 | 20000 | CHARGES FOR TRANSPORTATION & INSTALLATION OF ADSS CABLE- EIC - 96F# | 0
593 | 593 | WORK CHANGE ORDER | 630108053 | 3 | 18.02.2021 | 1662725.02 | 31891028.1 | 33553753.12 | 0334 | FTTx IBD MUMB0334 Silver Dunes | 3294064 | INSTALLATION 48 F ADSS / FIG 8 CABLE | 1000 | 1,000 | 34 | 34000 | INSTALLATION OF THE AERIAL CABLE (48 F ADSS / FIG 8 ) ALONG WITH THE ACCESSORIES. RATE INCLUDES SURVEY COST AND LOCAL LIASIONING CHARGES. | 0
594 | 594 | WORK CHANGE ORDER | 630108053 | 3 | 18.02.2021 | 1662725.02 | 31891028.1 | 33553753.12 | 0334 | FTTx IBD MUMB0334 Silver Dunes | 3294065 | INSTALLATION12F ADSS / FIG 8 CABLE | 1500 | 1,500 | 24 | 36000 | INSTALLATION OF THE AERIAL CABLE (12 F ADSS / FIG 8 ) ALONG WITH THE ACCESSORIES. RATE INCLUDES SURVEY COST AND LOCAL LIASIONING CHARGES. | 0
595 | 595 | WORK CHANGE ORDER | 630108053 | 3 | 18.02.2021 | 1662725.02 | 31891028.1 | 33553753.12 | 0334 | FTTx IBD MUMB0334 Silver Dunes | 3294710 | INSTALLATION 6F ADSS / FIG 8 CABLE | 500 | M - Meter | 19 | 9500 | INSTALLATION OF THE AERIAL CABLE (6 F ADSS / FIG 8 ) ALONG WITH THE ACCESSORIES. RATE INCLUDES SURVEY COST AND LOCAL LIASIONING CHARGES. # | 0
596 | 596 | WORK CHANGE ORDER | 630108053 | 3 | 18.02.2021 | 1662725.02 | 31891028.1 | 33553753.12 | 0334 | FTTx IBD MUMB0334 Silver Dunes | 3252599 | BLOWING OF 96F | 500 | M - Meter | 15 | 7500 | CHARGES FOR BLOWING OF 96F FIBRE. | 0
597 | 597 | WORK CHANGE ORDER | 630108053 | 3 | 18.02.2021 | 1662725.02 | 31891028.1 | 33553753.12 | 0334 | FTTx IBD MUMB0334 Silver Dunes | 3294262 | BLOWING / PULLING-48 F | 700 | M - Meter | 10 | 7000 | PULLING/BLOWING OF OFC- 48 F INCLUDING ALL MATERIALS, LABOUR, TOOLS, TACKLES, ETC.. # | 0
598 | 598 | WORK CHANGE ORDER | 630108053 | 3 | 18.02.2021 | 1662725.02 | 31891028.1 | 33553753.12 | 0334 | FTTx IBD MUMB0334 Silver Dunes | 3294264 | BLOWING / PULLING-12 F | 2000 | 2,000 | 7 | 14000 | PULLING/BLOWING OF OFC-12F INCLUDING ALL MATERIALS, LABOUR, TOOLS, TACKLES, ETC.. # | 0
599 | 599 | WORK CHANGE ORDER | 630108053 | 3 | 18.02.2021 | 1662725.02 | 31891028.1 | 33553753.12 | 0334 | FTTx IBD MUMB0334 Silver Dunes | 3294265 | BLOWING / PULLING-6 F | 1000 | 1,000 | 5 | 5000 | PULLING/BLOWING OF OFC-6F INCLUDING ALL MATERIALS, LABOUR, TOOLS, TACKLES, ETC.. # | 0
600 | 600 | WORK CHANGE ORDER | 630108053 | 3 | 18.02.2021 | 1662725.02 | 31891028.1 | 33553753.12 | 0334 | FTTx IBD MUMB0334 Silver Dunes | 3291570 | INSTLTN OF ACCESS CHAMBER 750X400X500 MM | 2 | 2 EA - each | 2328 | 4656 | INSTALLATION OF ACCESS CHAMBERS - SIZE - 750X400X500 MM DEEP.#INCLUDING COVER & LIFTING OF ACCESS CHAMBER-UPTO 50KMS INCLUDING HANDLING ,#EXCAVATION & | 0
601 | 601 | WORK CHANGE ORDER | 630108053 | 3 | 18.02.2021 | 1662725.02 | 31891028.1 | 33553753.12 | 0334 | FTTx IBD MUMB0334 Silver Dunes | 3314518 | INST OF PULLING CHAMBER 400X400X500MM | 10 | 10 EA - each | 970 | 9700 | INSTALLATION OF PULLING CHAMBERS - SIZE - 400X400X500 MM DEEP ; INCLUDING COVER .#EXCAVATION & BACKFILLING OF PITS ETC AS PER DRAWINGS , SPECIFICATIONS#AND AS | 0
602 | 602 | WORK CHANGE ORDER | 630108053 | 3 | 18.02.2021 | 1662725.02 | 31891028.1 | 33553753.12 | 0334 | FTTx IBD MUMB0334 Silver Dunes | 3294239 | CHRG;REINST,TRENCH,PCC-1:2:4,GRAVEL 20MM | 1 | 1 M3 - Cubic meter | 5335 | 5335 | CHARGES FOR REINSTATEMENT OF THE TRENCHES / PITS INCLUDING ALL MATERIALS , LABOUR, TOOLS TACKES ETC..BY PCC -1:2:4 GRAVEL SIZE - 20 MM & CURING FOR 7 DAYS. THIS ITEM | 0
603 | 603 | WORK CHANGE ORDER | 630108053 | 3 | 18.02.2021 | 1662725.02 | 31891028.1 | 33553753.12 | 0334 | FTTx IBD MUMB0334 Silver Dunes | 3291785 | RSTRTN EXCVTD SURFACE- W/COLD BITUMEN | 10 | 10 M - Meter | 1000 | 10000 | CHARGES FOR RESTORATION OF THE EXCAVATED SURFACES USING THE COLD BITUMEN INCLUDING PROPER COMPACTION ETC. ALL COMPLETE INCLUDING ALL MATERIALS TOOLS TACKLES | 0
604 | 604 | WORK CHANGE ORDER | 630108053 | 3 | 18.02.2021 | 1662725.02 | 31891028.1 | 33553753.12 | 0334 | FTTx IBD MUMB0334 Silver Dunes | 3291786 | RSTRTN EXCVTD SURFACES-W/ HOT BITUMEN | 10 | 10 M - Meter | 383 | 3830 | CHARGES FOR RESTORATION OF THE EXCAVATED SURFACES USING THE HOT BITUMEN INCLUDING PROPER COMPACTION ETC. ALL COMPLETE INCLUDING ALL MATERIALS TOOLS TACKLES | 0
605 | 605 | WORK CHANGE ORDER | 630108053 | 3 | 18.02.2021 | 1662725.02 | 31891028.1 | 33553753.12 | 0334 | FTTx IBD MUMB0334 Silver Dunes | 3290664 | CHRG F/RESTORATN OF SURF ;W/EXT TILES | 30 | 30 M - Meter | 286 | 8580 | CHARGES FOR RESTORATION OF THE EXCAVATED SURFACES USING THE EXISTING TILES OVER 100 MM THICK CONCRETE BEDDING. THE COST TO INCLUDE THE COST OF THE TILES, | 0
606 | 606 | WORK CHANGE ORDER | 630108053 | 3 | 18.02.2021 | 1662725.02 | 31891028.1 | 33553753.12 | 0334 | FTTx IBD MUMB0334 Silver Dunes | 3291784 | RSTRTN EXCVTD SURFACE-W/ PAVER BLOCK | 30 | 30 M - Meter | 631 | 18930 | CHARGES FOR RESTORATION OF THE EXCAVATED SURFACE USING NEW INTER LOCKING PAVER BLOCK OVER 100 MM THICK CONCRETE BEDDING. THE COST TO INCLUDE THE COST OF THE | 0
607 | 607 | WORK CHANGE ORDER | 630108053 | 3 | 18.02.2021 | 1662725.02 | 31891028.1 | 33553753.12 | 0334 | FTTx IBD MUMB0334 Silver Dunes | 3291783 | RESTORATION OF EXCV SURFACE-W/KOTA STONE | 10 | 10 M - Meter | 550 | 5500 | CHARGES FOR RESTORATION OF THE EXCAVATED SURFACE USING NEW KOTA STONE OVER 100 MM THICK CONCRETE BEDDING. THE COST TO INCLUDE THE COST OF THE KOTA STONE , | 0
608 | 608 | WORK CHANGE ORDER | 630108053 | 3 | 18.02.2021 | 1662725.02 | 31891028.1 | 33553753.12 | 0334 | FTTx IBD MUMB0334 Silver Dunes | 3290665 | CHRG F/RESTORATN OF SURF ;W/CHEQUED TILE | 30 | 30 M - Meter | 419 | 12570 | CHARGES FOR RESTORATION OF THE EXCAVATED SURFACE USING NEW INTER CHEQUERED TILE OVER 100 MM THICK CONCRETE BEDDING. THE COST TO INCLUDE THE COST OF THE KOTA | 0
609 | 609 | WORK CHANGE ORDER | 630108053 | 3 | 18.02.2021 | 1662725.02 | 31891028.1 | 33553753.12 | 0334 | FTTx IBD MUMB0334 Silver Dunes | 3171149 | S/FIXING PVC CONDUIT 25 MM | 1000 | 1,000 | 60 | 60000 | S/FIXING PVC CONDUIT 25MM | 0
610 | 610 | WORK CHANGE ORDER | 630108053 | 3 | 18.02.2021 | 1662725.02 | 31891028.1 | 33553753.12 | 0334 | FTTx IBD MUMB0334 Silver Dunes | 3171151 | S/FIXING PVC CONDUIT 40 MM | 600 | M - Meter | 111 | 66600 | S/FIXING PVC CONDUIT 40 MM | 0
611 | 611 | WORK CHANGE ORDER | 630108053 | 3 | 18.02.2021 | 1662725.02 | 31891028.1 | 33553753.12 | 0334 | FTTx IBD MUMB0334 Silver Dunes | 3318608 | S&I 25MM PVC CONDUIT USING SCAFFOLDING | 100 | 100M - Meter | 133 | 13300 | SUPPLY AND INSTALLATION OF 25MM OUTER DIA CONDUIT ON EXTERNAL WALL WITH THE HELP OF JHOOLA HOLDING INCLUDING MANPOWER, COUPLERS, BENDS, TEES, SADDLES, CLAMPS, | 0
612 | 612 | WORK CHANGE ORDER | 630108053 | 3 | 18.02.2021 | 1662725.02 | 31891028.1 | 33553753.12 | 0334 | FTTx IBD MUMB0334 Silver Dunes | 3318609 | S&I 40MM PVC CONDUIT USING SCAFFOLDING | 100 | 100M - Meter | 188 | 18800 | SUPPLY AND INSTALLATION OF 40MM OUTER DIA CONDUIT ON EXTERNAL WALL WITH THE HELP OF JHOOLA HOLDING INCLUDING MANPOWER, COUPLERS, BENDS, TEES, SADDLES, CLAMPS, | 0
613 | 613 | WORK CHANGE ORDER | 630108053 | 3 | 18.02.2021 | 1662725.02 | 31891028.1 | 33553753.12 | 0334 | FTTx IBD MUMB0334 Silver Dunes | 3206508 | SUP&LAY FLEX PVC CONDUIT DIA 25MM | 200 | M - Meter | 71 | 14200 | Supplying and laying of following sizes of flexible PVC conduit along with conduit accessories complete as required. | 0
614 | 614 | WORK CHANGE ORDER | 630108053 | 3 | 18.02.2021 | 1662725.02 | 31891028.1 | 33553753.12 | 0334 | FTTx IBD MUMB0334 Silver Dunes | 3206510 | SUP&LAY FLEX PVC CONDUIT DIA 40MM | 150 | M - Meter | 116 | 17400 | Supplying and laying of following sizes of flexible PVC conduit along with conduit | 0
615 | 615 | WORK CHANGE ORDER | 630108053 | 3 | 18.02.2021 | 1662725.02 | 31891028.1 | 33553753.12 | 0334 | FTTx IBD MUMB0334 Silver Dunes | 3318971 | S&I 25MM FLEXI PVC CONDUIT W/SCAFFOLDING | 100 | 100M - Meter | 144 | 14400 | SUPPLY AND INSTALLATION OF 25MM DIA REINFORCED FLEXIBLE CONDUIT ON EXTERNAL WALL WITH THE HELP OF JHOOLA HOLDING INCLUDING MANPOWER, COUPLERS, BENDS, TEES, | 0
616 | 616 | WORK CHANGE ORDER | 630108053 | 3 | 18.02.2021 | 1662725.02 | 31891028.1 | 33553753.12 | 0334 | FTTx IBD MUMB0334 Silver Dunes | 3318972 | S&I 40MM FLEXI PVC CONDUIT W/SCAFFOLDING | 100 | 100M - Meter | 194 | 19400 | SUPPLY AND INSTALLATION OF 40MM DIA REINFORCED FLEXIBLE CONDUIT ON EXTERNAL WALL WITH THE HELP OF JHOOLA HOLDING INCLUDING MANPOWER, COUPLERS, BENDS, TEES, | 0
617 | 617 | WORK CHANGE ORDER | 630108053 | 3 | 18.02.2021 | 1662725.02 | 31891028.1 | 33553753.12 | 0334 | FTTx IBD MUMB0334 Silver Dunes | 3319687 | P&F PVC JUNCTION BOX 40MM,4-WAY | 150 | EA - each | 30 | 4500 | CHARGES FOR SUPPLYING AND FIXING OF PVC JUNCTION BOX 40MM,FOUR WAY IN REQUIRED POSITION ALONG THE LINE OF PVC CONDUIT# | 0
618 | 618 | WORK CHANGE ORDER | 630108053 | 3 | 18.02.2021 | 1662725.02 | 31891028.1 | 33553753.12 | 0334 | FTTx IBD MUMB0334 Silver Dunes | 3319688 | P&F PVC JUNCTION BOX 40MM,3-WAY | 150 | EA - each | 30 | 4500 | CHARGES FOR SUPPLYING AND FIXING OF PVC JUNCTION BOX 40MM,THREE WAY IN REQUIRED POSITION ALONG THE LINE OF PVC CONDUIT# | 0
619 | 619 | WORK CHANGE ORDER | 630108053 | 3 | 18.02.2021 | 1662725.02 | 31891028.1 | 33553753.12 | 0334 | FTTx IBD MUMB0334 Silver Dunes | 3192918 | CHRG:S/F:PVC JUNCTION BOX 25MM,4-WAY | 150 | 150EA - each | 19 | 2850 | CHARGES FOR SUPPLYING AND FIXING OF PVC JUNCTION BOX | 0
620 | 620 | WORK CHANGE ORDER | 630108053 | 3 | 18.02.2021 | 1662725.02 | 31891028.1 | 33553753.12 | 0334 | FTTx IBD MUMB0334 Silver Dunes | 3192917 | CHRG:S/F:PVC JUNCTION BOX 25MM,3-WAY | 150 | 150EA - each | 19 | 2850 | CHARGES FOR SUPPLYING AND FIXING OF PVC JUNCTION BOX | 0
621 | 621 | WORK CHANGE ORDER | 630108053 | 3 | 18.02.2021 | 1662725.02 | 31891028.1 | 33553753.12 | 0334 | FTTx IBD MUMB0334 Silver Dunes | 3259755 | INSTALLATION OF FDC | 15 | EA - each | 49 | 735 | Installation of Fibre Distribution Cabinet | 0
622 | 622 | WORK CHANGE ORDER | 630108053 | 3 | 18.02.2021 | 1662725.02 | 31891028.1 | 33553753.12 | 0334 | FTTx IBD MUMB0334 Silver Dunes | 3294022 | INSTALLATION OF FAT (WALL/POLE MOUNTED) | 50 | 50 EA - each | 49 | 2450 | INSTALLATION OF FIBRE ACCESS TERMINAL (WALL/POLE MOUNTED)# | 0
623 | 623 | WORK CHANGE ORDER | 630108053 | 3 | 18.02.2021 | 1662725.02 | 31891028.1 | 33553753.12 | 0334 | FTTx IBD MUMB0334 Silver Dunes | 3293902 | INSTALLATION LEVEL 1 ( S1 ) SPLITTER | 20 | EA - each | 49 | 980 | INSTALLATION OF FREE ISSUED SPLITTER AT SUGGESTED LOCATION INCLUDING ALL MANPOWER, TOOLS TACKLES, HARDWARES ETC. COMPLETE AS PER THE DRG AND DIRECTION OF | 0
624 | 624 | WORK CHANGE ORDER | 630108053 | 3 | 18.02.2021 | 1662725.02 | 31891028.1 | 33553753.12 | 0334 | FTTx IBD MUMB0334 Silver Dunes | 3293903 | INSTALLATION LEVEL 2 ( S2 ) SPLITTER | 160 | EA - each | 49 | 7840 | INSTALLATION OF FREE ISSUED SPLITTER AT SUGGESTED LOCATION INCLUDING ALL MANPOWER, TOOLS TACKLES, HARDWARES ETC. COMPLETE AS PER THE DRG AND DIRECTION OF | 0
625 | 625 | WORK CHANGE ORDER | 630108053 | 3 | 18.02.2021 | 1662725.02 | 31891028.1 | 33553753.12 | 0334 | FTTx IBD MUMB0334 Silver Dunes | 3252601 | SPLICING,JOINTING & TERMINATION-48F | 500 | 500.000 NOS - No. | 112 | 56000 | CHARGES FOR SPLICING,JOINTING & TERMINATION OF 48F FIBRE. | 0
626 | 626 | WORK CHANGE ORDER | 630108053 | 3 | 18.02.2021 | 1662725.02 | 31891028.1 | 33553753.12 | 0334 | FTTx IBD MUMB0334 Silver Dunes | 3252602 | SPLICING,JOINTING & TERMINATION-96F | 192 | 192.000 NOS - No. | 112 | 21504 | CHARGES FOR SPLICING,JOINTING & TERMINATION OF 96F FIBRE. | 0
627 | 627 | WORK CHANGE ORDER | 630108053 | 3 | 18.02.2021 | 1662725.02 | 31891028.1 | 33553753.12 | 0334 | FTTx IBD MUMB0334 Silver Dunes | 3300512 | SPLICING & TERM OFC,FIXED COST/DAY | 10 | EA - each | 2425 | 24250 | OFC SPLICING&TERMINATION-FIXED COST/DAY#JOB INVOLVES: 1) SPLICING & TERMINATION OF OFC CABLE AS DIRECTED BY EIC. 2) ALL TOOLS AND TACKLES, PPES, CONSUMABLES ARE IN | 0
628 | 628 | WORK CHANGE ORDER | 630108053 | 3 | 18.02.2021 | 1662725.02 | 31891028.1 | 33553753.12 | 0334 | FTTx IBD MUMB0334 Silver Dunes | 3098777 | A11102-SELF ADHESIVE LABELS | 400 | 400.000 | 10 | 4000 | 420 | 0
629 | 629 | WORK CHANGE ORDER | 630108053 | 3 | 18.02.2021 | 1662725.02 | 31891028.1 | 33553753.12 | 0334 | FTTx IBD MUMB0334 Silver Dunes | 3295194 | PREPARATION OF AS BUILT DRAWINGS SBP | 15 | 15 EA - each | 194 | 2910 | AS-BUILT DRAWING FOR ALL WORKS PERFORMED AS PER SCOPE | 0
630 | 630 | WORK CHANGE ORDER | 630108053 | 3 | 18.02.2021 | 1662725.02 | 31891028.1 | 33553753.12 | 0334 | FTTx IBD MUMB0334 Silver Dunes | 3111341 | DISPOSAL OF WASTE MATERIALS DEBRIS ETC. | 15 | 15.000 NOS - No. | 679 | 10185 | Collection & disposal of various kinds of unwanted materials / debris | 0
631 | 631 | WORK CHANGE ORDER | 630108053 | 3 | 18.02.2021 | 1662725.02 | 31891028.1 | 33553753.12 | 0334 | FTTx IBD MUMB0334 Silver Dunes | 3295891 | MATERIAL STORAGE & SECONDARY TRNSPT | 15 | 15 EA - each | 485 | 7275 | STORAGE AND SECONDARY TRANSPORTATION OF FIM MATERIAL TO BUILDINGS, TO BE CALCULATED PER BUILDING# | 0
632 | 632 | WORK CHANGE ORDER | 630108053 | 3 | 18.02.2021 | 1662725.02 | 31891028.1 | 33553753.12 | 0334 | FTTx IBD MUMB0334 Silver Dunes | 3295897 | CHRG: PRE EXECUTION BUILDING SURVEY | 15 | 15 EA - each | 290 | 4350 | PRE EXECUTION BUILDING SURVEY:#THIS IS BUILDING SURVEY BEFORE DEPLOYMENT INSIDE BUILDING DEPLOYMENT/CONSTRUCTION INCLUDES LAYING OF CONDUITS AND OTHER ODN | 0
633 | 633 | WORK CHANGE ORDER | 630108053 | 3 | 18.02.2021 | 1662725.02 | 31891028.1 | 33553753.12 | 0334 | FTTx IBD MUMB0334 Silver Dunes | 3318382 | CHRG DRILLING OF HOLE 25MM IN BRICK WALL | 50 | 50 EA - each | 82 | 4100 | CHARGES FOR DRILLING HOLES OF DIAMETER 25MM IN BRICK WALL WITH PROPER DRILL MACHINE AND REINSTATEMENT AFTER CONDUITING TO ENSURE WATER PROOFING OF HOLE.# | 0
634 | 634 | WORK CHANGE ORDER | 630108053 | 3 | 18.02.2021 | 1662725.02 | 31891028.1 | 33553753.12 | 0334 | FTTx IBD MUMB0334 Silver Dunes | 3318381 | CHRG DRILLING OF HOLE 40MM IN BRICK WALL | 50 | 50 EA - each | 131 | 6550 | CHARGES FOR DRILLING HOLES OF DIAMETER 40MM IN BRICK WALL WITH PROPER DRILL MACHINE AND REINSTATEMENT AFTER CONDUITING TO ENSURE WATER PROOFING OF HOLE.# | 0
635 | 635 | WORK CHANGE ORDER | 630108053 | 3 | 18.02.2021 | 1662725.02 | 31891028.1 | 33553753.12 | 0334 | FTTx IBD MUMB0334 Silver Dunes | 3318200 | CHRG DRILLING OF HOLE 25MM DIA IN RCC | 50 | 50 EA - each | 131 | 6550 | CHARGES FOR DRILLING HOLES OF DIAMETER 25MM IN RCC WITH PROPER DRILL MACHINE AND REINSTATEMENT AFTER CONDUITING TO ENSURE WATER PROOFING OF HOLE.# | 0
636 | 636 | WORK CHANGE ORDER | 630108053 | 3 | 18.02.2021 | 1662725.02 | 31891028.1 | 33553753.12 | 0334 | FTTx IBD MUMB0334 Silver Dunes | 3297469 | CHRG:DRILLING OF HOLE 40MM DIA IN RCC | 50 | 50 EA - each | 165 | 8250 | CHARGES FOR DRILLING HOLES OF DIAMETER ~40MM IN RCC WITH PROPER DRILL MACHINE AND REINSTATEMENT AFTER CONDUITING TO ENSURE WATER PROOFING OF HOLE. | 0
637 | 637 | WORK CHANGE ORDER | 630108053 | 3 | 18.02.2021 | 1662725.02 | 31891028.1 | 33553753.12 | 0334 | FTTx IBD MUMB0334 Silver Dunes | 3319692 | S&I SIMPLEX PLUG,F/40MM HDPE DUCT | 60 | EA - each | 49 | 2940 | CHARGES FOR SUPPLYING AND FIXING OF SIMPLEX PLUG FOR 40 MM HDPE DUCT# | 0
638 | 638 | WORK CHANGE ORDER | 630108053 | 3 | 18.02.2021 | 1662725.02 | 31891028.1 | 33553753.12 | 0335 | FTTx IBD MUMB0335 Seaface SRA | 3293883 | CHRG;SHALLOW TRENCH 40 OR 48MM 7WAY DUCT | 50 | 50 M - Meter | 160 | 8000 | EXCAVATION OF SHALLOW TRENCHES MANUALLY/CHIPPING/SLITTING UPTO A DEPTH OF 300 MM, WIDE UP TO 100 MM IN ASPHALT / CONCRETE / TILED SURFACE, LAYING 1 X 40 MM / 1 X 7 | 0
639 | 639 | WORK CHANGE ORDER | 630108053 | 3 | 18.02.2021 | 1662725.02 | 31891028.1 | 33553753.12 | 0335 | FTTx IBD MUMB0335 Seaface SRA | 3314515 | CHRG:SHALLOW TREN 40MM DUCT W/2 NOS | 50 | 50 M - Meter | 160 | 8000 | EXCAVATION OF SHALLOW TRENCHES MANUALLY/CHIPPING/SLITTING IN ASPHALT / CONCRETE / TILED SURFACE, LAYING 2 NOS 40 MM DUCT AND FILLING THE COMPLETE DEPTH, INCLUDING | 0
640 | 640 | WORK CHANGE ORDER | 630108053 | 3 | 18.02.2021 | 1662725.02 | 31891028.1 | 33553753.12 | 0335 | FTTx IBD MUMB0335 Seaface SRA | 3293878 | CHRG;CLAMPING-1X40MM/1X7WAY MICRO DUCT | 100 | 100M - Meter | 49 | 4900 | CLAMPING OF THE DUCTS 1 X 40 MM / 1 X 7 WAY MICRO DUCT ( 48 MM OD ) ALONG THE WALL WITH THE HELP OF CLAMPING AT EVERY 1 M C/C# | 0
641 | 641 | WORK CHANGE ORDER | 630108053 | 3 | 18.02.2021 | 1662725.02 | 31891028.1 | 33553753.12 | 0335 | FTTx IBD MUMB0335 Seaface SRA | 3292713 | CHRGS FOR TRANS&INST OF ADSS CABLE-96F | 500 | 500M - Meter | 40 | 20000 | CHARGES FOR TRANSPORTATION & INSTALLATION OF ADSS CABLE- EIC - 96F# | 0
642 | 642 | WORK CHANGE ORDER | 630108053 | 3 | 18.02.2021 | 1662725.02 | 31891028.1 | 33553753.12 | 0335 | FTTx IBD MUMB0335 Seaface SRA | 3294064 | INSTALLATION 48 F ADSS / FIG 8 CABLE | 1000 | 1,000 | 34 | 34000 | INSTALLATION OF THE AERIAL CABLE (48 F ADSS / FIG 8 ) ALONG WITH THE ACCESSORIES. RATE INCLUDES SURVEY COST AND LOCAL LIASIONING CHARGES. | 0
643 | 643 | WORK CHANGE ORDER | 630108053 | 3 | 18.02.2021 | 1662725.02 | 31891028.1 | 33553753.12 | 0335 | FTTx IBD MUMB0335 Seaface SRA | 3294065 | INSTALLATION12F ADSS / FIG 8 CABLE | 1500 | 1,500 | 24 | 36000 | INSTALLATION OF THE AERIAL CABLE (12 F ADSS / FIG 8 ) ALONG WITH THE ACCESSORIES. RATE INCLUDES SURVEY COST AND LOCAL LIASIONING CHARGES. | 0
644 | 644 | WORK CHANGE ORDER | 630108053 | 3 | 18.02.2021 | 1662725.02 | 31891028.1 | 33553753.12 | 0335 | FTTx IBD MUMB0335 Seaface SRA | 3294710 | INSTALLATION 6F ADSS / FIG 8 CABLE | 500 | M - Meter | 19 | 9500 | INSTALLATION OF THE AERIAL CABLE (6 F ADSS / FIG 8 ) ALONG WITH THE ACCESSORIES. RATE INCLUDES SURVEY COST AND LOCAL LIASIONING CHARGES. # | 0
645 | 645 | WORK CHANGE ORDER | 630108053 | 3 | 18.02.2021 | 1662725.02 | 31891028.1 | 33553753.12 | 0335 | FTTx IBD MUMB0335 Seaface SRA | 3252599 | BLOWING OF 96F | 500 | M - Meter | 15 | 7500 | CHARGES FOR BLOWING OF 96F FIBRE. | 0
646 | 646 | WORK CHANGE ORDER | 630108053 | 3 | 18.02.2021 | 1662725.02 | 31891028.1 | 33553753.12 | 0335 | FTTx IBD MUMB0335 Seaface SRA | 3294262 | BLOWING / PULLING-48 F | 700 | M - Meter | 10 | 7000 | PULLING/BLOWING OF OFC- 48 F INCLUDING ALL MATERIALS, LABOUR, TOOLS, TACKLES, ETC.. # | 0
647 | 647 | WORK CHANGE ORDER | 630108053 | 3 | 18.02.2021 | 1662725.02 | 31891028.1 | 33553753.12 | 0335 | FTTx IBD MUMB0335 Seaface SRA | 3294264 | BLOWING / PULLING-12 F | 2000 | 2,000 | 7 | 14000 | PULLING/BLOWING OF OFC-12F INCLUDING ALL MATERIALS, LABOUR, TOOLS, TACKLES, ETC.. # | 0
648 | 648 | WORK CHANGE ORDER | 630108053 | 3 | 18.02.2021 | 1662725.02 | 31891028.1 | 33553753.12 | 0335 | FTTx IBD MUMB0335 Seaface SRA | 3294265 | BLOWING / PULLING-6 F | 1000 | 1,000 | 5 | 5000 | PULLING/BLOWING OF OFC-6F INCLUDING ALL MATERIALS, LABOUR, TOOLS, TACKLES, ETC.. # | 0
649 | 649 | WORK CHANGE ORDER | 630108053 | 3 | 18.02.2021 | 1662725.02 | 31891028.1 | 33553753.12 | 0335 | FTTx IBD MUMB0335 Seaface SRA | 3291570 | INSTLTN OF ACCESS CHAMBER 750X400X500 MM | 2 | 2 EA - each | 2328 | 4656 | INSTALLATION OF ACCESS CHAMBERS - SIZE - 750X400X500 MM DEEP.#INCLUDING COVER & LIFTING OF ACCESS CHAMBER-UPTO 50KMS INCLUDING HANDLING ,#EXCAVATION & | 0
650 | 650 | WORK CHANGE ORDER | 630108053 | 3 | 18.02.2021 | 1662725.02 | 31891028.1 | 33553753.12 | 0335 | FTTx IBD MUMB0335 Seaface SRA | 3314518 | INST OF PULLING CHAMBER 400X400X500MM | 10 | 10 EA - each | 970 | 9700 | INSTALLATION OF PULLING CHAMBERS - SIZE - 400X400X500 MM DEEP ; INCLUDING COVER .#EXCAVATION & BACKFILLING OF PITS ETC AS PER DRAWINGS , SPECIFICATIONS#AND AS | 0
651 | 651 | WORK CHANGE ORDER | 630108053 | 3 | 18.02.2021 | 1662725.02 | 31891028.1 | 33553753.12 | 0335 | FTTx IBD MUMB0335 Seaface SRA | 3294239 | CHRG;REINST,TRENCH,PCC-1:2:4,GRAVEL 20MM | 1 | 1 M3 - Cubic meter | 5335 | 5335 | CHARGES FOR REINSTATEMENT OF THE TRENCHES / PITS INCLUDING ALL MATERIALS , LABOUR, TOOLS TACKES ETC..BY PCC -1:2:4 GRAVEL SIZE - 20 MM & CURING FOR 7 DAYS. THIS ITEM | 0
652 | 652 | WORK CHANGE ORDER | 630108053 | 3 | 18.02.2021 | 1662725.02 | 31891028.1 | 33553753.12 | 0335 | FTTx IBD MUMB0335 Seaface SRA | 3291785 | RSTRTN EXCVTD SURFACE- W/COLD BITUMEN | 10 | 10 M - Meter | 1000 | 10000 | CHARGES FOR RESTORATION OF THE EXCAVATED SURFACES USING THE COLD BITUMEN INCLUDING PROPER COMPACTION ETC. ALL COMPLETE INCLUDING ALL MATERIALS TOOLS TACKLES | 0
653 | 653 | WORK CHANGE ORDER | 630108053 | 3 | 18.02.2021 | 1662725.02 | 31891028.1 | 33553753.12 | 0335 | FTTx IBD MUMB0335 Seaface SRA | 3291786 | RSTRTN EXCVTD SURFACES-W/ HOT BITUMEN | 10 | 10 M - Meter | 383 | 3830 | CHARGES FOR RESTORATION OF THE EXCAVATED SURFACES USING THE HOT BITUMEN INCLUDING PROPER COMPACTION ETC. ALL COMPLETE INCLUDING ALL MATERIALS TOOLS TACKLES | 0
654 | 654 | WORK CHANGE ORDER | 630108053 | 3 | 18.02.2021 | 1662725.02 | 31891028.1 | 33553753.12 | 0335 | FTTx IBD MUMB0335 Seaface SRA | 3290664 | CHRG F/RESTORATN OF SURF ;W/EXT TILES | 30 | 30 M - Meter | 286 | 8580 | CHARGES FOR RESTORATION OF THE EXCAVATED SURFACES USING THE EXISTING TILES OVER 100 MM THICK CONCRETE BEDDING. THE COST TO INCLUDE THE COST OF THE TILES, | 0
655 | 655 | WORK CHANGE ORDER | 630108053 | 3 | 18.02.2021 | 1662725.02 | 31891028.1 | 33553753.12 | 0335 | FTTx IBD MUMB0335 Seaface SRA | 3291784 | RSTRTN EXCVTD SURFACE-W/ PAVER BLOCK | 30 | 30 M - Meter | 631 | 18930 | CHARGES FOR RESTORATION OF THE EXCAVATED SURFACE USING NEW INTER LOCKING PAVER BLOCK OVER 100 MM THICK CONCRETE BEDDING. THE COST TO INCLUDE THE COST OF THE | 0
656 | 656 | WORK CHANGE ORDER | 630108053 | 3 | 18.02.2021 | 1662725.02 | 31891028.1 | 33553753.12 | 0335 | FTTx IBD MUMB0335 Seaface SRA | 3291783 | RESTORATION OF EXCV SURFACE-W/KOTA STONE | 10 | 10 M - Meter | 550 | 5500 | CHARGES FOR RESTORATION OF THE EXCAVATED SURFACE USING NEW KOTA STONE OVER 100 MM THICK CONCRETE BEDDING. THE COST TO INCLUDE THE COST OF THE KOTA STONE , | 0
657 | 657 | WORK CHANGE ORDER | 630108053 | 3 | 18.02.2021 | 1662725.02 | 31891028.1 | 33553753.12 | 0335 | FTTx IBD MUMB0335 Seaface SRA | 3290665 | CHRG F/RESTORATN OF SURF ;W/CHEQUED TILE | 30 | 30 M - Meter | 419 | 12570 | CHARGES FOR RESTORATION OF THE EXCAVATED SURFACE USING NEW INTER CHEQUERED TILE OVER 100 MM THICK CONCRETE BEDDING. THE COST TO INCLUDE THE COST OF THE KOTA | 0
658 | 658 | WORK CHANGE ORDER | 630108053 | 3 | 18.02.2021 | 1662725.02 | 31891028.1 | 33553753.12 | 0335 | FTTx IBD MUMB0335 Seaface SRA | 3171149 | S/FIXING PVC CONDUIT 25 MM | 1000 | 1,000 | 60 | 60000 | S/FIXING PVC CONDUIT 25MM | 0
659 | 659 | WORK CHANGE ORDER | 630108053 | 3 | 18.02.2021 | 1662725.02 | 31891028.1 | 33553753.12 | 0335 | FTTx IBD MUMB0335 Seaface SRA | 3171151 | S/FIXING PVC CONDUIT 40 MM | 600 | M - Meter | 111 | 66600 | S/FIXING PVC CONDUIT 40 MM | 0
660 | 660 | WORK CHANGE ORDER | 630108053 | 3 | 18.02.2021 | 1662725.02 | 31891028.1 | 33553753.12 | 0335 | FTTx IBD MUMB0335 Seaface SRA | 3318608 | S&I 25MM PVC CONDUIT USING SCAFFOLDING | 100 | 100M - Meter | 133 | 13300 | SUPPLY AND INSTALLATION OF 25MM OUTER DIA CONDUIT ON EXTERNAL WALL WITH THE HELP OF JHOOLA HOLDING INCLUDING MANPOWER, COUPLERS, BENDS, TEES, SADDLES, CLAMPS, | 0
661 | 661 | WORK CHANGE ORDER | 630108053 | 3 | 18.02.2021 | 1662725.02 | 31891028.1 | 33553753.12 | 0335 | FTTx IBD MUMB0335 Seaface SRA | 3318609 | S&I 40MM PVC CONDUIT USING SCAFFOLDING | 100 | 100M - Meter | 188 | 18800 | SUPPLY AND INSTALLATION OF 40MM OUTER DIA CONDUIT ON EXTERNAL WALL WITH THE HELP OF JHOOLA HOLDING INCLUDING MANPOWER, COUPLERS, BENDS, TEES, SADDLES, CLAMPS, | 0
662 | 662 | WORK CHANGE ORDER | 630108053 | 3 | 18.02.2021 | 1662725.02 | 31891028.1 | 33553753.12 | 0335 | FTTx IBD MUMB0335 Seaface SRA | 3206508 | SUP&LAY FLEX PVC CONDUIT DIA 25MM | 200 | M - Meter | 71 | 14200 | Supplying and laying of following sizes of flexible PVC conduit along with conduit accessories complete as required. | 0
663 | 663 | WORK CHANGE ORDER | 630108053 | 3 | 18.02.2021 | 1662725.02 | 31891028.1 | 33553753.12 | 0335 | FTTx IBD MUMB0335 Seaface SRA | 3206510 | SUP&LAY FLEX PVC CONDUIT DIA 40MM | 150 | M - Meter | 116 | 17400 | Supplying and laying of following sizes of flexible PVC conduit along with conduit | 0
664 | 664 | WORK CHANGE ORDER | 630108053 | 3 | 18.02.2021 | 1662725.02 | 31891028.1 | 33553753.12 | 0335 | FTTx IBD MUMB0335 Seaface SRA | 3318971 | S&I 25MM FLEXI PVC CONDUIT W/SCAFFOLDING | 100 | 100M - Meter | 144 | 14400 | SUPPLY AND INSTALLATION OF 25MM DIA REINFORCED FLEXIBLE CONDUIT ON EXTERNAL WALL WITH THE HELP OF JHOOLA HOLDING INCLUDING MANPOWER, COUPLERS, BENDS, TEES, | 0
665 | 665 | WORK CHANGE ORDER | 630108053 | 3 | 18.02.2021 | 1662725.02 | 31891028.1 | 33553753.12 | 0335 | FTTx IBD MUMB0335 Seaface SRA | 3318972 | S&I 40MM FLEXI PVC CONDUIT W/SCAFFOLDING | 100 | 100M - Meter | 194 | 19400 | SUPPLY AND INSTALLATION OF 40MM DIA REINFORCED FLEXIBLE CONDUIT ON EXTERNAL WALL WITH THE HELP OF JHOOLA HOLDING INCLUDING MANPOWER, COUPLERS, BENDS, TEES, | 0
666 | 666 | WORK CHANGE ORDER | 630108053 | 3 | 18.02.2021 | 1662725.02 | 31891028.1 | 33553753.12 | 0335 | FTTx IBD MUMB0335 Seaface SRA | 3319687 | P&F PVC JUNCTION BOX 40MM,4-WAY | 150 | EA - each | 30 | 4500 | CHARGES FOR SUPPLYING AND FIXING OF PVC JUNCTION BOX 40MM,FOUR WAY IN REQUIRED POSITION ALONG THE LINE OF PVC CONDUIT# | 0
667 | 667 | WORK CHANGE ORDER | 630108053 | 3 | 18.02.2021 | 1662725.02 | 31891028.1 | 33553753.12 | 0335 | FTTx IBD MUMB0335 Seaface SRA | 3319688 | P&F PVC JUNCTION BOX 40MM,3-WAY | 150 | EA - each | 30 | 4500 | CHARGES FOR SUPPLYING AND FIXING OF PVC JUNCTION BOX 40MM,THREE WAY IN REQUIRED POSITION ALONG THE LINE OF PVC CONDUIT# | 0
668 | 668 | WORK CHANGE ORDER | 630108053 | 3 | 18.02.2021 | 1662725.02 | 31891028.1 | 33553753.12 | 0335 | FTTx IBD MUMB0335 Seaface SRA | 3192918 | CHRG:S/F:PVC JUNCTION BOX 25MM,4-WAY | 150 | 150EA - each | 19 | 2850 | CHARGES FOR SUPPLYING AND FIXING OF PVC JUNCTION BOX | 0
669 | 669 | WORK CHANGE ORDER | 630108053 | 3 | 18.02.2021 | 1662725.02 | 31891028.1 | 33553753.12 | 0335 | FTTx IBD MUMB0335 Seaface SRA | 3192917 | CHRG:S/F:PVC JUNCTION BOX 25MM,3-WAY | 150 | 150EA - each | 19 | 2850 | CHARGES FOR SUPPLYING AND FIXING OF PVC JUNCTION BOX | 0
670 | 670 | WORK CHANGE ORDER | 630108053 | 3 | 18.02.2021 | 1662725.02 | 31891028.1 | 33553753.12 | 0335 | FTTx IBD MUMB0335 Seaface SRA | 3259755 | INSTALLATION OF FDC | 15 | EA - each | 49 | 735 | Installation of Fibre Distribution Cabinet | 0
671 | 671 | WORK CHANGE ORDER | 630108053 | 3 | 18.02.2021 | 1662725.02 | 31891028.1 | 33553753.12 | 0335 | FTTx IBD MUMB0335 Seaface SRA | 3294022 | INSTALLATION OF FAT (WALL/POLE MOUNTED) | 50 | 50 EA - each | 49 | 2450 | INSTALLATION OF FIBRE ACCESS TERMINAL (WALL/POLE MOUNTED)# | 0
672 | 672 | WORK CHANGE ORDER | 630108053 | 3 | 18.02.2021 | 1662725.02 | 31891028.1 | 33553753.12 | 0335 | FTTx IBD MUMB0335 Seaface SRA | 3293902 | INSTALLATION LEVEL 1 ( S1 ) SPLITTER | 20 | EA - each | 49 | 980 | INSTALLATION OF FREE ISSUED SPLITTER AT SUGGESTED LOCATION INCLUDING ALL MANPOWER, TOOLS TACKLES, HARDWARES ETC. COMPLETE AS PER THE DRG AND DIRECTION OF | 0
673 | 673 | WORK CHANGE ORDER | 630108053 | 3 | 18.02.2021 | 1662725.02 | 31891028.1 | 33553753.12 | 0335 | FTTx IBD MUMB0335 Seaface SRA | 3293903 | INSTALLATION LEVEL 2 ( S2 ) SPLITTER | 160 | EA - each | 49 | 7840 | INSTALLATION OF FREE ISSUED SPLITTER AT SUGGESTED LOCATION INCLUDING ALL MANPOWER, TOOLS TACKLES, HARDWARES ETC. COMPLETE AS PER THE DRG AND DIRECTION OF | 0
674 | 674 | WORK CHANGE ORDER | 630108053 | 3 | 18.02.2021 | 1662725.02 | 31891028.1 | 33553753.12 | 0335 | FTTx IBD MUMB0335 Seaface SRA | 3252601 | SPLICING,JOINTING & TERMINATION-48F | 500 | 500.000 NOS - No. | 112 | 56000 | CHARGES FOR SPLICING,JOINTING & TERMINATION OF 48F FIBRE. | 0
675 | 675 | WORK CHANGE ORDER | 630108053 | 3 | 18.02.2021 | 1662725.02 | 31891028.1 | 33553753.12 | 0335 | FTTx IBD MUMB0335 Seaface SRA | 3252602 | SPLICING,JOINTING & TERMINATION-96F | 192 | 192.000 NOS - No. | 112 | 21504 | CHARGES FOR SPLICING,JOINTING & TERMINATION OF 96F FIBRE. | 0
676 | 676 | WORK CHANGE ORDER | 630108053 | 3 | 18.02.2021 | 1662725.02 | 31891028.1 | 33553753.12 | 0335 | FTTx IBD MUMB0335 Seaface SRA | 3300512 | SPLICING & TERM OFC,FIXED COST/DAY | 10 | EA - each | 2425 | 24250 | OFC SPLICING&TERMINATION-FIXED COST/DAY#JOB INVOLVES: 1) SPLICING & TERMINATION OF OFC CABLE AS DIRECTED | 0
677 | 677 | WORK CHANGE ORDER | 630108053 | 3 | 18.02.2021 | 1662725.02 | 31891028.1 | 33553753.12 | 0335 | FTTx IBD MUMB0335 Seaface SRA | 3098777 | A11102-SELF ADHESIVE LABELS | 400 | 400.000 | 10 | 4000 | 420 | 0
678 | 678 | WORK CHANGE ORDER | 630108053 | 3 | 18.02.2021 | 1662725.02 | 31891028.1 | 33553753.12 | 0335 | FTTx IBD MUMB0335 Seaface SRA | 3295194 | PREPARATION OF AS BUILT DRAWINGS SBP | 15 | 15 EA - each | 194 | 2910 | AS-BUILT DRAWING FOR ALL WORKS PERFORMED AS PER SCOPE | 0
679 | 679 | WORK CHANGE ORDER | 630108053 | 3 | 18.02.2021 | 1662725.02 | 31891028.1 | 33553753.12 | 0335 | FTTx IBD MUMB0335 Seaface SRA | 3111341 | DISPOSAL OF WASTE MATERIALS DEBRIS ETC. | 15 | 15.000 NOS - No. | 679 | 10185 | Collection & disposal of various kinds of unwanted materials / debris | 0
680 | 680 | WORK CHANGE ORDER | 630108053 | 3 | 18.02.2021 | 1662725.02 | 31891028.1 | 33553753.12 | 0335 | FTTx IBD MUMB0335 Seaface SRA | 3295891 | MATERIAL STORAGE & SECONDARY TRNSPT | 15 | 15 EA - each | 485 | 7275 | STORAGE AND SECONDARY TRANSPORTATION OF FIM MATERIAL TO BUILDINGS, TO BE CALCULATED PER BUILDING# | 0
681 | 681 | WORK CHANGE ORDER | 630108053 | 3 | 18.02.2021 | 1662725.02 | 31891028.1 | 33553753.12 | 0335 | FTTx IBD MUMB0335 Seaface SRA | 3295897 | CHRG: PRE EXECUTION BUILDING SURVEY | 15 | 15 EA - each | 290 | 4350 | PRE EXECUTION BUILDING SURVEY:#THIS IS BUILDING SURVEY BEFORE DEPLOYMENT INSIDE BUILDING DEPLOYMENT/CONSTRUCTION INCLUDES LAYING OF CONDUITS AND OTHER ODN | 0
682 | 682 | WORK CHANGE ORDER | 630108053 | 3 | 18.02.2021 | 1662725.02 | 31891028.1 | 33553753.12 | 0335 | FTTx IBD MUMB0335 Seaface SRA | 3318382 | CHRG DRILLING OF HOLE 25MM IN BRICK WALL | 50 | 50 EA - each | 82 | 4100 | CHARGES FOR DRILLING HOLES OF DIAMETER 25MM IN BRICK WALL WITH PROPER DRILL MACHINE AND REINSTATEMENT AFTER CONDUITING TO ENSURE WATER PROOFING OF HOLE.# | 0
683 | 683 | WORK CHANGE ORDER | 630108053 | 3 | 18.02.2021 | 1662725.02 | 31891028.1 | 33553753.12 | 0335 | FTTx IBD MUMB0335 Seaface SRA | 3318381 | CHRG DRILLING OF HOLE 40MM IN BRICK WALL | 50 | 50 EA - each | 131 | 6550 | CHARGES FOR DRILLING HOLES OF DIAMETER 40MM IN BRICK WALL WITH PROPER DRILL MACHINE AND REINSTATEMENT AFTER CONDUITING TO ENSURE WATER PROOFING OF HOLE.# | 0
684 | 684 | WORK CHANGE ORDER | 630108053 | 3 | 18.02.2021 | 1662725.02 | 31891028.1 | 33553753.12 | 0335 | FTTx IBD MUMB0335 Seaface SRA | 3318200 | CHRG DRILLING OF HOLE 25MM DIA IN RCC | 50 | 50 EA - each | 131 | 6550 | CHARGES FOR DRILLING HOLES OF DIAMETER 25MM IN RCC WITH PROPER DRILL MACHINE AND REINSTATEMENT AFTER CONDUITING TO ENSURE WATER PROOFING OF HOLE.# | 0
685 | 685 | WORK CHANGE ORDER | 630108053 | 3 | 18.02.2021 | 1662725.02 | 31891028.1 | 33553753.12 | 0335 | FTTx IBD MUMB0335 Seaface SRA | 3297469 | CHRG:DRILLING OF HOLE 40MM DIA IN RCC | 50 | 50 EA - each | 165 | 8250 | CHARGES FOR DRILLING HOLES OF DIAMETER ~40MM IN RCC WITH PROPER DRILL MACHINE AND REINSTATEMENT AFTER CONDUITING TO ENSURE WATER PROOFING OF HOLE. | 0
686 | 686 | WORK CHANGE ORDER | 630108053 | 3 | 18.02.2021 | 1662725.02 | 31891028.1 | 33553753.12 | 0335 | FTTx IBD MUMB0335 Seaface SRA | 3319692 | S&I SIMPLEX PLUG,F/40MM HDPE DUCT | 60 | EA - each | 49 | 2940 | CHARGES FOR SUPPLYING AND FIXING OF SIMPLEX PLUG FOR 40 MM HDPE DUCT# | 0
687 | 687 | WORK CHANGE ORDER | 630108053 | 3 | 18.02.2021 | 1662725.02 | 31891028.1 | 33553753.12 | 0337 | FTTx IBD MUMB0337 Siddhi Baba Dargah | 3293883 | CHRG;SHALLOW TRENCH 40 OR 48MM 7WAY DUCT | 50 | 50 M - Meter | 160 | 8000 | EXCAVATION OF SHALLOW TRENCHES MANUALLY/CHIPPING/SLITTING UPTO A DEPTH OF 300 MM, WIDE UP TO 100 MM IN ASPHALT / CONCRETE / TILED SURFACE, LAYING 1 X 40 MM / 1 X 7 | 0
688 | 688 | WORK CHANGE ORDER | 630108053 | 3 | 18.02.2021 | 1662725.02 | 31891028.1 | 33553753.12 | 0337 | FTTx IBD MUMB0337 Siddhi Baba Dargah | 3314515 | CHRG:SHALLOW TREN 40MM DUCT W/2 NOS | 50 | 50 M - Meter | 160 | 8000 | EXCAVATION OF SHALLOW TRENCHES MANUALLY/CHIPPING/SLITTING IN ASPHALT / CONCRETE / TILED SURFACE, LAYING 2 NOS 40 MM DUCT AND FILLING THE COMPLETE DEPTH, INCLUDING | 0
689 | 689 | WORK CHANGE ORDER | 630108053 | 3 | 18.02.2021 | 1662725.02 | 31891028.1 | 33553753.12 | 0337 | FTTx IBD MUMB0337 Siddhi Baba Dargah | 3293878 | CHRG;CLAMPING-1X40MM/1X7WAY MICRO DUCT | 100 | 100M - Meter | 49 | 4900 | CLAMPING OF THE DUCTS 1 X 40 MM / 1 X 7 WAY MICRO DUCT ( 48 MM OD ) ALONG THE WALL WITH THE HELP OF CLAMPING AT EVERY 1 M C/C# | 0
690 | 690 | WORK CHANGE ORDER | 630108053 | 3 | 18.02.2021 | 1662725.02 | 31891028.1 | 33553753.12 | 0337 | FTTx IBD MUMB0337 Siddhi Baba Dargah | 3292713 | CHRGS FOR TRANS&INST OF ADSS CABLE-96F | 500 | 500M - Meter | 40 | 20000 | CHARGES FOR TRANSPORTATION & INSTALLATION OF ADSS CABLE- EIC - 96F# | 0
691 | 691 | WORK CHANGE ORDER | 630108053 | 3 | 18.02.2021 | 1662725.02 | 31891028.1 | 33553753.12 | 0337 | FTTx IBD MUMB0337 Siddhi Baba Dargah | 3294064 | INSTALLATION 48 F ADSS / FIG 8 CABLE | 1000 | 1,000 | 34 | 34000 | INSTALLATION OF THE AERIAL CABLE (48 F ADSS / FIG 8 ) ALONG WITH THE ACCESSORIES. RATE INCLUDES SURVEY COST AND LOCAL LIASIONING CHARGES. | 0
692 | 692 | WORK CHANGE ORDER | 630108053 | 3 | 18.02.2021 | 1662725.02 | 31891028.1 | 33553753.12 | 0337 | FTTx IBD MUMB0337 Siddhi Baba Dargah | 3294065 | INSTALLATION12F ADSS / FIG 8 CABLE | 1500 | 1,500 | 24 | 36000 | INSTALLATION OF THE AERIAL CABLE (12 F ADSS / FIG 8 ) ALONG WITH THE ACCESSORIES. RATE INCLUDES SURVEY COST AND LOCAL LIASIONING CHARGES. | 0
693 | 693 | WORK CHANGE ORDER | 630108053 | 3 | 18.02.2021 | 1662725.02 | 31891028.1 | 33553753.12 | 0337 | FTTx IBD MUMB0337 Siddhi Baba Dargah | 3294710 | INSTALLATION 6F ADSS / FIG 8 CABLE | 500 | M - Meter | 19 | 9500 | INSTALLATION OF THE AERIAL CABLE (6 F ADSS / FIG 8 ) ALONG WITH THE ACCESSORIES. RATE INCLUDES SURVEY COST AND LOCAL LIASIONING CHARGES. # | 0
694 | 694 | WORK CHANGE ORDER | 630108053 | 3 | 18.02.2021 | 1662725.02 | 31891028.1 | 33553753.12 | 0337 | FTTx IBD MUMB0337 Siddhi Baba Dargah | 3252599 | BLOWING OF 96F | 500 | M - Meter | 15 | 7500 | CHARGES FOR BLOWING OF 96F FIBRE. | 0
695 | 695 | WORK CHANGE ORDER | 630108053 | 3 | 18.02.2021 | 1662725.02 | 31891028.1 | 33553753.12 | 0337 | FTTx IBD MUMB0337 Siddhi Baba Dargah | 3294262 | BLOWING / PULLING-48 F | 700 | M - Meter | 10 | 7000 | PULLING/BLOWING OF OFC- 48 F INCLUDING ALL MATERIALS, LABOUR, TOOLS, TACKLES, ETC.. # | 0
696 | 696 | WORK CHANGE ORDER | 630108053 | 3 | 18.02.2021 | 1662725.02 | 31891028.1 | 33553753.12 | 0337 | FTTx IBD MUMB0337 Siddhi Baba Dargah | 3294264 | BLOWING / PULLING-12 F | 2000 | 2,000 | 7 | 14000 | PULLING/BLOWING OF OFC-12F INCLUDING ALL MATERIALS, LABOUR, TOOLS, TACKLES, ETC.. # | 0
697 | 697 | WORK CHANGE ORDER | 630108053 | 3 | 18.02.2021 | 1662725.02 | 31891028.1 | 33553753.12 | 0337 | FTTx IBD MUMB0337 Siddhi Baba Dargah | 3294265 | BLOWING / PULLING-6 F | 1000 | 1,000 | 5 | 5000 | PULLING/BLOWING OF OFC-6F INCLUDING ALL MATERIALS, LABOUR, TOOLS, TACKLES, ETC.. # | 0
698 | 698 | WORK CHANGE ORDER | 630108053 | 3 | 18.02.2021 | 1662725.02 | 31891028.1 | 33553753.12 | 0337 | FTTx IBD MUMB0337 Siddhi Baba Dargah | 3291570 | INSTLTN OF ACCESS CHAMBER 750X400X500 MM | 2 | 2 EA - each | 2328 | 4656 | INSTALLATION OF ACCESS CHAMBERS - SIZE - 750X400X500 MM DEEP.#INCLUDING COVER & LIFTING OF ACCESS CHAMBER-UPTO 50KMS INCLUDING HANDLING ,#EXCAVATION & | 0
699 | 699 | WORK CHANGE ORDER | 630108053 | 3 | 18.02.2021 | 1662725.02 | 31891028.1 | 33553753.12 | 0337 | FTTx IBD MUMB0337 Siddhi Baba Dargah | 3314518 | INST OF PULLING CHAMBER 400X400X500MM | 10 | 10 EA - each | 970 | 9700 | INSTALLATION OF PULLING CHAMBERS - SIZE - 400X400X500 MM DEEP ; INCLUDING COVER .#EXCAVATION & BACKFILLING OF PITS ETC AS PER DRAWINGS , SPECIFICATIONS#AND AS | 0
700 | 700 | WORK CHANGE ORDER | 630108053 | 3 | 18.02.2021 | 1662725.02 | 31891028.1 | 33553753.12 | 0337 | FTTx IBD MUMB0337 Siddhi Baba Dargah | 3294239 | CHRG;REINST,TRENCH,PCC-1:2:4,GRAVEL 20MM | 1 | 1 M3 - Cubic meter | 5335 | 5335 | CHARGES FOR REINSTATEMENT OF THE TRENCHES / PITS INCLUDING ALL MATERIALS , LABOUR, TOOLS TACKES ETC..BY PCC -1:2:4 GRAVEL SIZE - 20 MM & CURING FOR 7 DAYS. THIS ITEM | 0
701 | 701 | WORK CHANGE ORDER | 630108053 | 3 | 18.02.2021 | 1662725.02 | 31891028.1 | 33553753.12 | 0337 | FTTx IBD MUMB0337 Siddhi Baba Dargah | 3291785 | RSTRTN EXCVTD SURFACE- W/COLD BITUMEN | 10 | 10 M - Meter | 1000 | 10000 | CHARGES FOR RESTORATION OF THE EXCAVATED SURFACES USING THE COLD BITUMEN INCLUDING PROPER COMPACTION ETC. ALL COMPLETE INCLUDING ALL MATERIALS TOOLS TACKLES | 0
702 | 702 | WORK CHANGE ORDER | 630108053 | 3 | 18.02.2021 | 1662725.02 | 31891028.1 | 33553753.12 | 0337 | FTTx IBD MUMB0337 Siddhi Baba Dargah | 3291786 | RSTRTN EXCVTD SURFACES-W/ HOT BITUMEN | 10 | 10 M - Meter | 383 | 3830 | CHARGES FOR RESTORATION OF THE EXCAVATED SURFACES USING THE HOT BITUMEN INCLUDING PROPER COMPACTION ETC. ALL COMPLETE INCLUDING ALL MATERIALS TOOLS TACKLES | 0
703 | 703 | WORK CHANGE ORDER | 630108053 | 3 | 18.02.2021 | 1662725.02 | 31891028.1 | 33553753.12 | 0337 | FTTx IBD MUMB0337 Siddhi Baba Dargah | 3290664 | CHRG F/RESTORATN OF SURF ;W/EXT TILES | 30 | 30 M - Meter | 286 | 8580 | CHARGES FOR RESTORATION OF THE EXCAVATED SURFACES USING THE EXISTING TILES OVER 100 MM THICK CONCRETE BEDDING. THE COST TO INCLUDE THE COST OF THE TILES, | 0
704 | 704 | WORK CHANGE ORDER | 630108053 | 3 | 18.02.2021 | 1662725.02 | 31891028.1 | 33553753.12 | 0337 | FTTx IBD MUMB0337 Siddhi Baba Dargah | 3291784 | RSTRTN EXCVTD SURFACE-W/ PAVER BLOCK | 30 | 30 M - Meter | 631 | 18930 | CHARGES FOR RESTORATION OF THE EXCAVATED SURFACE USING NEW INTER LOCKING PAVER BLOCK OVER 100 MM THICK CONCRETE BEDDING. THE COST TO INCLUDE THE COST OF THE | 0
705 | 705 | WORK CHANGE ORDER | 630108053 | 3 | 18.02.2021 | 1662725.02 | 31891028.1 | 33553753.12 | 0337 | FTTx IBD MUMB0337 Siddhi Baba Dargah | 3291783 | RESTORATION OF EXCV SURFACE-W/KOTA STONE | 10 | 10 M - Meter | 550 | 5500 | CHARGES FOR RESTORATION OF THE EXCAVATED SURFACE USING NEW KOTA STONE OVER 100 MM THICK CONCRETE BEDDING. THE COST TO INCLUDE THE COST OF THE KOTA STONE , | 0
706 | 706 | WORK CHANGE ORDER | 630108053 | 3 | 18.02.2021 | 1662725.02 | 31891028.1 | 33553753.12 | 0337 | FTTx IBD MUMB0337 Siddhi Baba Dargah | 3290665 | CHRG F/RESTORATN OF SURF ;W/CHEQUED TILE | 30 | 30 M - Meter | 419 | 12570 | CHARGES FOR RESTORATION OF THE EXCAVATED SURFACE USING NEW INTER CHEQUERED TILE OVER 100 MM THICK CONCRETE BEDDING. THE COST TO INCLUDE THE COST OF THE KOTA | 0
707 | 707 | WORK CHANGE ORDER | 630108053 | 3 | 18.02.2021 | 1662725.02 | 31891028.1 | 33553753.12 | 0337 | FTTx IBD MUMB0337 Siddhi Baba Dargah | 3171149 | S/FIXING PVC CONDUIT 25 MM | 1000 | 1,000 | 60 | 60000 | S/FIXING PVC CONDUIT 25MM | 0
708 | 708 | WORK CHANGE ORDER | 630108053 | 3 | 18.02.2021 | 1662725.02 | 31891028.1 | 33553753.12 | 0337 | FTTx IBD MUMB0337 Siddhi Baba Dargah | 3171151 | S/FIXING PVC CONDUIT 40 MM | 600 | M - Meter | 111 | 66600 | S/FIXING PVC CONDUIT 40 MM | 0
709 | 709 | WORK CHANGE ORDER | 630108053 | 3 | 18.02.2021 | 1662725.02 | 31891028.1 | 33553753.12 | 0337 | FTTx IBD MUMB0337 Siddhi Baba Dargah | 3318608 | S&I 25MM PVC CONDUIT USING SCAFFOLDING | 100 | 100M - Meter | 133 | 13300 | SUPPLY AND INSTALLATION OF 25MM OUTER DIA CONDUIT ON EXTERNAL WALL WITH THE HELP OF JHOOLA HOLDING INCLUDING MANPOWER, COUPLERS, BENDS, TEES, SADDLES, CLAMPS, | 0
710 | 710 | WORK CHANGE ORDER | 630108053 | 3 | 18.02.2021 | 1662725.02 | 31891028.1 | 33553753.12 | 0337 | FTTx IBD MUMB0337 Siddhi Baba Dargah | 3318609 | S&I 40MM PVC CONDUIT USING SCAFFOLDING | 100 | 100M - Meter | 188 | 18800 | SUPPLY AND INSTALLATION OF 40MM OUTER DIA CONDUIT ON EXTERNAL WALL WITH THE HELP OF JHOOLA HOLDING INCLUDING MANPOWER, COUPLERS, BENDS, TEES, SADDLES, CLAMPS, | 0
711 | 711 | WORK CHANGE ORDER | 630108053 | 3 | 18.02.2021 | 1662725.02 | 31891028.1 | 33553753.12 | 0337 | FTTx IBD MUMB0337 Siddhi Baba Dargah | 3206508 | SUP&LAY FLEX PVC CONDUIT DIA 25MM | 200 | M - Meter | 71 | 14200 | Supplying and laying of following sizes of flexible PVC conduit along with conduit accessories complete as required. | 0
712 | 712 | WORK CHANGE ORDER | 630108053 | 3 | 18.02.2021 | 1662725.02 | 31891028.1 | 33553753.12 | 0337 | FTTx IBD MUMB0337 Siddhi Baba Dargah | 3206510 | SUP&LAY FLEX PVC CONDUIT DIA 40MM | 150 | M - Meter | 116 | 17400 | Supplying and laying of following sizes of flexible PVC conduit along with conduit | 0
713 | 713 | WORK CHANGE ORDER | 630108053 | 3 | 18.02.2021 | 1662725.02 | 31891028.1 | 33553753.12 | 0337 | FTTx IBD MUMB0337 Siddhi Baba Dargah | 3318971 | S&I 25MM FLEXI PVC CONDUIT W/SCAFFOLDING | 100 | 100M - Meter | 144 | 14400 | SUPPLY AND INSTALLATION OF 25MM DIA REINFORCED FLEXIBLE CONDUIT ON EXTERNAL WALL WITH THE HELP OF JHOOLA HOLDING INCLUDING MANPOWER, COUPLERS, BENDS, TEES, | 0
714 | 714 | WORK CHANGE ORDER | 630108053 | 3 | 18.02.2021 | 1662725.02 | 31891028.1 | 33553753.12 | 0337 | FTTx IBD MUMB0337 Siddhi Baba Dargah | 3318972 | S&I 40MM FLEXI PVC CONDUIT W/SCAFFOLDING | 100 | 100M - Meter | 194 | 19400 | SUPPLY AND INSTALLATION OF 40MM DIA REINFORCED FLEXIBLE CONDUIT ON EXTERNAL WALL WITH THE HELP OF JHOOLA HOLDING INCLUDING MANPOWER, COUPLERS, BENDS, TEES, | 0
715 | 715 | WORK CHANGE ORDER | 630108053 | 3 | 18.02.2021 | 1662725.02 | 31891028.1 | 33553753.12 | 0337 | FTTx IBD MUMB0337 Siddhi Baba Dargah | 3319687 | P&F PVC JUNCTION BOX 40MM,4-WAY | 150 | EA - each | 30 | 4500 | CHARGES FOR SUPPLYING AND FIXING OF PVC JUNCTION BOX 40MM,FOUR WAY IN REQUIRED POSITION ALONG THE LINE OF PVC CONDUIT# | 0
716 | 716 | WORK CHANGE ORDER | 630108053 | 3 | 18.02.2021 | 1662725.02 | 31891028.1 | 33553753.12 | 0337 | FTTx IBD MUMB0337 Siddhi Baba Dargah | 3319688 | P&F PVC JUNCTION BOX 40MM,3-WAY | 150 | EA - each | 30 | 4500 | CHARGES FOR SUPPLYING AND FIXING OF PVC JUNCTION BOX 40MM,THREE WAY IN REQUIRED POSITION ALONG THE LINE OF PVC CONDUIT# | 0
717 | 717 | WORK CHANGE ORDER | 630108053 | 3 | 18.02.2021 | 1662725.02 | 31891028.1 | 33553753.12 | 0337 | FTTx IBD MUMB0337 Siddhi Baba Dargah | 3192918 | CHRG:S/F:PVC JUNCTION BOX 25MM,4-WAY | 150 | 150EA - each | 19 | 2850 | CHARGES FOR SUPPLYING AND FIXING OF PVC JUNCTION BOX | 0
718 | 718 | WORK CHANGE ORDER | 630108053 | 3 | 18.02.2021 | 1662725.02 | 31891028.1 | 33553753.12 | 0337 | FTTx IBD MUMB0337 Siddhi Baba Dargah | 3192917 | CHRG:S/F:PVC JUNCTION BOX 25MM,3-WAY | 150 | 150EA - each | 19 | 2850 | CHARGES FOR SUPPLYING AND FIXING OF PVC JUNCTION BOX | 0
719 | 719 | WORK CHANGE ORDER | 630108053 | 3 | 18.02.2021 | 1662725.02 | 31891028.1 | 33553753.12 | 0337 | FTTx IBD MUMB0337 Siddhi Baba Dargah | 3259755 | INSTALLATION OF FDC | 15 | EA - each | 49 | 735 | Installation of Fibre Distribution Cabinet | 0
720 | 720 | WORK CHANGE ORDER | 630108053 | 3 | 18.02.2021 | 1662725.02 | 31891028.1 | 33553753.12 | 0337 | FTTx IBD MUMB0337 Siddhi Baba Dargah | 3294022 | INSTALLATION OF FAT (WALL/POLE MOUNTED) | 50 | 50 EA - each | 49 | 2450 | INSTALLATION OF FIBRE ACCESS TERMINAL (WALL/POLE MOUNTED)# | 0
721 | 721 | WORK CHANGE ORDER | 630108053 | 3 | 18.02.2021 | 1662725.02 | 31891028.1 | 33553753.12 | 0337 | FTTx IBD MUMB0337 Siddhi Baba Dargah | 3293902 | INSTALLATION LEVEL 1 ( S1 ) SPLITTER | 20 | EA - each | 49 | 980 | INSTALLATION OF FREE ISSUED SPLITTER AT SUGGESTED LOCATION INCLUDING ALL MANPOWER, TOOLS TACKLES, HARDWARES ETC. COMPLETE AS PER THE DRG AND DIRECTION OF | 0
722 | 722 | WORK CHANGE ORDER | 630108053 | 3 | 18.02.2021 | 1662725.02 | 31891028.1 | 33553753.12 | 0337 | FTTx IBD MUMB0337 Siddhi Baba Dargah | 3293903 | INSTALLATION LEVEL 2 ( S2 ) SPLITTER | 160 | EA - each | 49 | 7840 | INSTALLATION OF FREE ISSUED SPLITTER AT SUGGESTED LOCATION INCLUDING ALL MANPOWER, TOOLS TACKLES, HARDWARES ETC. COMPLETE AS PER THE DRG AND DIRECTION OF | 0
723 | 723 | WORK CHANGE ORDER | 630108053 | 3 | 18.02.2021 | 1662725.02 | 31891028.1 | 33553753.12 | 0337 | FTTx IBD MUMB0337 Siddhi Baba Dargah | 3252601 | SPLICING,JOINTING & TERMINATION-48F | 500 | 500.000 NOS - No. | 112 | 56000 | CHARGES FOR SPLICING,JOINTING & TERMINATION OF 48F FIBRE. | 0
724 | 724 | WORK CHANGE ORDER | 630108053 | 3 | 18.02.2021 | 1662725.02 | 31891028.1 | 33553753.12 | 0337 | FTTx IBD MUMB0337 Siddhi Baba Dargah | 3252602 | SPLICING,JOINTING & TERMINATION-96F | 192 | 192.000 NOS - No. | 112 | 21504 | CHARGES FOR SPLICING,JOINTING & TERMINATION OF 96F FIBRE. | 0
725 | 725 | WORK CHANGE ORDER | 630108053 | 3 | 18.02.2021 | 1662725.02 | 31891028.1 | 33553753.12 | 0337 | FTTx IBD MUMB0337 Siddhi Baba Dargah | 3300512 | SPLICING & TERM OFC,FIXED COST/DAY | 10 | EA - each | 2425 | 24250 | OFC SPLICING&TERMINATION-FIXED COST/DAY#JOB INVOLVES: 1) SPLICING & TERMINATION OF OFC CABLE AS DIRECTED BY EIC. 2) ALL TOOLS AND TACKLES, PPES, CONSUMABLES ARE IN | 0
726 | 726 | WORK CHANGE ORDER | 630108053 | 3 | 18.02.2021 | 1662725.02 | 31891028.1 | 33553753.12 | 0337 | FTTx IBD MUMB0337 Siddhi Baba Dargah | 3098777 | A11102-SELF ADHESIVE LABELS | 400 | 400.000 | 10 | 4000 | 420 | 0
727 | 727 | WORK CHANGE ORDER | 630108053 | 3 | 18.02.2021 | 1662725.02 | 31891028.1 | 33553753.12 | 0337 | FTTx IBD MUMB0337 Siddhi Baba Dargah | 3295194 | PREPARATION OF AS BUILT DRAWINGS SBP | 15 | 15 EA - each | 194 | 2910 | AS-BUILT DRAWING FOR ALL WORKS PERFORMED AS PER SCOPE | 0
728 | 728 | WORK CHANGE ORDER | 630108053 | 3 | 18.02.2021 | 1662725.02 | 31891028.1 | 33553753.12 | 0337 | FTTx IBD MUMB0337 Siddhi Baba Dargah | 3111341 | DISPOSAL OF WASTE MATERIALS DEBRIS ETC. | 15 | 15.000 NOS - No. | 679 | 10185 | Collection & disposal of various kinds of unwanted materials / debris | 0
729 | 729 | WORK CHANGE ORDER | 630108053 | 3 | 18.02.2021 | 1662725.02 | 31891028.1 | 33553753.12 | 0337 | FTTx IBD MUMB0337 Siddhi Baba Dargah | 3295891 | MATERIAL STORAGE & SECONDARY TRNSPT | 15 | 15 EA - each | 485 | 7275 | STORAGE AND SECONDARY TRANSPORTATION OF FIM MATERIAL TO BUILDINGS, TO BE CALCULATED PER BUILDING# | 0
730 | 730 | WORK CHANGE ORDER | 630108053 | 3 | 18.02.2021 | 1662725.02 | 31891028.1 | 33553753.12 | 0337 | FTTx IBD MUMB0337 Siddhi Baba Dargah | 3295897 | CHRG: PRE EXECUTION BUILDING SURVEY | 15 | 15 EA - each | 290 | 4350 | PRE EXECUTION BUILDING SURVEY:#THIS IS BUILDING SURVEY BEFORE DEPLOYMENT INSIDE BUILDING DEPLOYMENT/CONSTRUCTION INCLUDES LAYING OF CONDUITS AND OTHER ODN | 0
731 | 731 | WORK CHANGE ORDER | 630108053 | 3 | 18.02.2021 | 1662725.02 | 31891028.1 | 33553753.12 | 0337 | FTTx IBD MUMB0337 Siddhi Baba Dargah | 3318382 | CHRG DRILLING OF HOLE 25MM IN BRICK WALL | 50 | 50 EA - each | 82 | 4100 | CHARGES FOR DRILLING HOLES OF DIAMETER 25MM IN BRICK WALL WITH PROPER DRILL MACHINE AND REINSTATEMENT AFTER CONDUITING TO ENSURE WATER PROOFING OF HOLE.# | 0
732 | 732 | WORK CHANGE ORDER | 630108053 | 3 | 18.02.2021 | 1662725.02 | 31891028.1 | 33553753.12 | 0337 | FTTx IBD MUMB0337 Siddhi Baba Dargah | 3318381 | CHRG DRILLING OF HOLE 40MM IN BRICK WALL | 50 | 50 EA - each | 131 | 6550 | CHARGES FOR DRILLING HOLES OF DIAMETER 40MM IN BRICK WALL WITH PROPER DRILL MACHINE AND REINSTATEMENT AFTER CONDUITING TO ENSURE WATER PROOFING OF HOLE.# | 0
733 | 733 | WORK CHANGE ORDER | 630108053 | 3 | 18.02.2021 | 1662725.02 | 31891028.1 | 33553753.12 | 0337 | FTTx IBD MUMB0337 Siddhi Baba Dargah | 3318200 | CHRG DRILLING OF HOLE 25MM DIA IN RCC | 50 | 50 EA - each | 131 | 6550 | CHARGES FOR DRILLING HOLES OF DIAMETER 25MM IN RCC WITH PROPER DRILL MACHINE AND REINSTATEMENT AFTER CONDUITING TO ENSURE WATER PROOFING OF HOLE.# | 0
734 | 734 | WORK CHANGE ORDER | 630108053 | 3 | 18.02.2021 | 1662725.02 | 31891028.1 | 33553753.12 | 0337 | FTTx IBD MUMB0337 Siddhi Baba Dargah | 3297469 | CHRG:DRILLING OF HOLE 40MM DIA IN RCC | 50 | 50 EA - each | 165 | 8250 | CHARGES FOR DRILLING HOLES OF DIAMETER ~40MM IN RCC WITH PROPER DRILL MACHINE AND REINSTATEMENT AFTER CONDUITING TO ENSURE WATER PROOFING OF HOLE. | 0
735 | 735 | WORK CHANGE ORDER | 630108053 | 3 | 18.02.2021 | 1662725.02 | 31891028.1 | 33553753.12 | 0337 | FTTx IBD MUMB0337 Siddhi Baba Dargah | 3319692 | S&I SIMPLEX PLUG,F/40MM HDPE DUCT | 60 | EA - each | 49 | 2940 | CHARGES FOR SUPPLYING AND FIXING OF SIMPLEX PLUG FOR 40 MM HDPE DUCT# | 0
736 | 736 | WORK CHANGE ORDER | 630108053 | 3 | 18.02.2021 | 1662725.02 | 31891028.1 | 33553753.12 | 0338 | FTTx IBD MUMB0338 Pawan Chayya | 3293883 | CHRG;SHALLOW TRENCH 40 OR 48MM 7WAY DUCT | 50 | 50 M - Meter | 160 | 8000 | EXCAVATION OF SHALLOW TRENCHES MANUALLY/CHIPPING/SLITTING UPTO A DEPTH OF 300 MM, WIDE UP TO 100 MM IN ASPHALT / CONCRETE / TILED SURFACE, LAYING 1 X 40 MM / 1 X 7 | 0
737 | 737 | WORK CHANGE ORDER | 630108053 | 3 | 18.02.2021 | 1662725.02 | 31891028.1 | 33553753.12 | 0338 | FTTx IBD MUMB0338 Pawan Chayya | 3314515 | CHRG:SHALLOW TREN 40MM DUCT W/2 NOS | 50 | 50 M - Meter | 160 | 8000 | EXCAVATION OF SHALLOW TRENCHES MANUALLY/CHIPPING/SLITTING IN ASPHALT / CONCRETE / TILED SURFACE, LAYING 2 NOS 40 MM DUCT AND FILLING THE COMPLETE DEPTH, INCLUDING | 0
738 | 738 | WORK CHANGE ORDER | 630108053 | 3 | 18.02.2021 | 1662725.02 | 31891028.1 | 33553753.12 | 0338 | FTTx IBD MUMB0338 Pawan Chayya | 3293878 | CHRG;CLAMPING-1X40MM/1X7WAY MICRO DUCT | 100 | 100M - Meter | 49 | 4900 | CLAMPING OF THE DUCTS 1 X 40 MM / 1 X 7 WAY MICRO DUCT ( 48 MM OD ) ALONG THE WALL WITH THE HELP OF CLAMPING AT EVERY 1 M C/C# | 0
739 | 739 | WORK CHANGE ORDER | 630108053 | 3 | 18.02.2021 | 1662725.02 | 31891028.1 | 33553753.12 | 0338 | FTTx IBD MUMB0338 Pawan Chayya | 3292713 | CHRGS FOR TRANS&INST OF ADSS CABLE-96F | 500 | 500M - Meter | 40 | 20000 | CHARGES FOR TRANSPORTATION & INSTALLATION OF ADSS CABLE- EIC - 96F# | 0
740 | 740 | WORK CHANGE ORDER | 630108053 | 3 | 18.02.2021 | 1662725.02 | 31891028.1 | 33553753.12 | 0338 | FTTx IBD MUMB0338 Pawan Chayya | 3294064 | INSTALLATION 48 F ADSS / FIG 8 CABLE | 1000 | 1,000 | 34 | 34000 | INSTALLATION OF THE AERIAL CABLE (48 F ADSS / FIG 8 ) ALONG WITH THE ACCESSORIES. RATE INCLUDES SURVEY COST AND LOCAL LIASIONING CHARGES. | 0
741 | 741 | WORK CHANGE ORDER | 630108053 | 3 | 18.02.2021 | 1662725.02 | 31891028.1 | 33553753.12 | 0338 | FTTx IBD MUMB0338 Pawan Chayya | 3294065 | INSTALLATION12F ADSS / FIG 8 CABLE | 1500 | 1,500 | 24 | 36000 | INSTALLATION OF THE AERIAL CABLE (12 F ADSS / FIG 8 ) ALONG WITH THE ACCESSORIES. RATE INCLUDES SURVEY COST AND LOCAL LIASIONING CHARGES. | 0
742 | 742 | WORK CHANGE ORDER | 630108053 | 3 | 18.02.2021 | 1662725.02 | 31891028.1 | 33553753.12 | 0338 | FTTx IBD MUMB0338 Pawan Chayya | 3294710 | INSTALLATION 6F ADSS / FIG 8 CABLE | 500 | M - Meter | 19 | 9500 | INSTALLATION OF THE AERIAL CABLE (6 F ADSS / FIG 8 ) ALONG WITH THE ACCESSORIES. RATE INCLUDES SURVEY COST AND LOCAL LIASIONING CHARGES. # | 0
743 | 743 | WORK CHANGE ORDER | 630108053 | 3 | 18.02.2021 | 1662725.02 | 31891028.1 | 33553753.12 | 0338 | FTTx IBD MUMB0338 Pawan Chayya | 3252599 | BLOWING OF 96F | 500 | M - Meter | 15 | 7500 | CHARGES FOR BLOWING OF 96F FIBRE. | 0
744 | 744 | WORK CHANGE ORDER | 630108053 | 3 | 18.02.2021 | 1662725.02 | 31891028.1 | 33553753.12 | 0338 | FTTx IBD MUMB0338 Pawan Chayya | 3294262 | BLOWING / PULLING-48 F | 700 | M - Meter | 10 | 7000 | PULLING/BLOWING OF OFC- 48 F INCLUDING ALL MATERIALS, LABOUR, TOOLS, TACKLES, ETC.. # | 0
745 | 745 | WORK CHANGE ORDER | 630108053 | 3 | 18.02.2021 | 1662725.02 | 31891028.1 | 33553753.12 | 0338 | FTTx IBD MUMB0338 Pawan Chayya | 3294264 | BLOWING / PULLING-12 F | 2000 | 2,000 | 7 | 14000 | PULLING/BLOWING OF OFC-12F INCLUDING ALL MATERIALS, LABOUR, TOOLS, TACKLES, ETC.. # | 0
746 | 746 | WORK CHANGE ORDER | 630108053 | 3 | 18.02.2021 | 1662725.02 | 31891028.1 | 33553753.12 | 0338 | FTTx IBD MUMB0338 Pawan Chayya | 3294265 | BLOWING / PULLING-6 F | 1000 | 1,000 | 5 | 5000 | PULLING/BLOWING OF OFC-6F INCLUDING ALL MATERIALS, LABOUR, TOOLS, TACKLES, ETC.. # | 0
747 | 747 | WORK CHANGE ORDER | 630108053 | 3 | 18.02.2021 | 1662725.02 | 31891028.1 | 33553753.12 | 0338 | FTTx IBD MUMB0338 Pawan Chayya | 3291570 | INSTLTN OF ACCESS CHAMBER 750X400X500 MM | 2 | 2 EA - each | 2328 | 4656 | INSTALLATION OF ACCESS CHAMBERS - SIZE - 750X400X500 MM DEEP.#INCLUDING COVER & LIFTING OF ACCESS CHAMBER-UPTO 50KMS INCLUDING HANDLING ,#EXCAVATION & | 0
748 | 748 | WORK CHANGE ORDER | 630108053 | 3 | 18.02.2021 | 1662725.02 | 31891028.1 | 33553753.12 | 0338 | FTTx IBD MUMB0338 Pawan Chayya | 3314518 | INST OF PULLING CHAMBER 400X400X500MM | 10 | 10 EA - each | 970 | 9700 | INSTALLATION OF PULLING CHAMBERS - SIZE - 400X400X500 MM DEEP ; INCLUDING COVER .#EXCAVATION & BACKFILLING OF PITS ETC AS PER DRAWINGS , SPECIFICATIONS#AND AS | 0
749 | 749 | WORK CHANGE ORDER | 630108053 | 3 | 18.02.2021 | 1662725.02 | 31891028.1 | 33553753.12 | 0338 | FTTx IBD MUMB0338 Pawan Chayya | 3294239 | CHRG;REINST,TRENCH,PCC-1:2:4,GRAVEL 20MM | 1 | 1 M3 - Cubic meter | 5335 | 5335 | CHARGES FOR REINSTATEMENT OF THE TRENCHES / PITS INCLUDING ALL MATERIALS , LABOUR, TOOLS TACKES ETC..BY PCC -1:2:4 GRAVEL SIZE - 20 MM & CURING FOR 7 DAYS. THIS ITEM | 0
750 | 750 | WORK CHANGE ORDER | 630108053 | 3 | 18.02.2021 | 1662725.02 | 31891028.1 | 33553753.12 | 0338 | FTTx IBD MUMB0338 Pawan Chayya | 3291785 | RSTRTN EXCVTD SURFACE- W/COLD BITUMEN | 10 | 10 M - Meter | 1000 | 10000 | CHARGES FOR RESTORATION OF THE EXCAVATED SURFACES USING THE COLD BITUMEN INCLUDING PROPER COMPACTION ETC. ALL COMPLETE INCLUDING ALL MATERIALS TOOLS TACKLES | 0
751 | 751 | WORK CHANGE ORDER | 630108053 | 3 | 18.02.2021 | 1662725.02 | 31891028.1 | 33553753.12 | 0338 | FTTx IBD MUMB0338 Pawan Chayya | 3291786 | RSTRTN EXCVTD SURFACES-W/ HOT BITUMEN | 10 | 10 M - Meter | 383 | 3830 | CHARGES FOR RESTORATION OF THE EXCAVATED SURFACES USING THE HOT BITUMEN INCLUDING PROPER COMPACTION ETC. ALL COMPLETE INCLUDING ALL MATERIALS TOOLS TACKLES | 0
752 | 752 | WORK CHANGE ORDER | 630108053 | 3 | 18.02.2021 | 1662725.02 | 31891028.1 | 33553753.12 | 0338 | FTTx IBD MUMB0338 Pawan Chayya | 3290664 | CHRG F/RESTORATN OF SURF ;W/EXT TILES | 30 | 30 M - Meter | 286 | 8580 | CHARGES FOR RESTORATION OF THE EXCAVATED SURFACES USING THE EXISTING TILES OVER 100 MM THICK CONCRETE BEDDING. THE COST TO INCLUDE THE COST OF THE TILES, | 0
753 | 753 | WORK CHANGE ORDER | 630108053 | 3 | 18.02.2021 | 1662725.02 | 31891028.1 | 33553753.12 | 0338 | FTTx IBD MUMB0338 Pawan Chayya | 3291784 | RSTRTN EXCVTD SURFACE-W/ PAVER BLOCK | 30 | 30 M - Meter | 631 | 18930 | CHARGES FOR RESTORATION OF THE EXCAVATED SURFACE USING NEW INTER LOCKING PAVER BLOCK OVER 100 MM THICK CONCRETE BEDDING. THE COST TO INCLUDE THE COST OF THE | 0
754 | 754 | WORK CHANGE ORDER | 630108053 | 3 | 18.02.2021 | 1662725.02 | 31891028.1 | 33553753.12 | 0338 | FTTx IBD MUMB0338 Pawan Chayya | 3291783 | RESTORATION OF EXCV SURFACE-W/KOTA STONE | 10 | 10 M - Meter | 550 | 5500 | CHARGES FOR RESTORATION OF THE EXCAVATED SURFACE USING NEW KOTA STONE OVER 100 MM THICK CONCRETE BEDDING. THE COST TO INCLUDE THE COST OF THE KOTA STONE , | 0
755 | 755 | WORK CHANGE ORDER | 630108053 | 3 | 18.02.2021 | 1662725.02 | 31891028.1 | 33553753.12 | 0338 | FTTx IBD MUMB0338 Pawan Chayya | 3290665 | CHRG F/RESTORATN OF SURF ;W/CHEQUED TILE | 30 | 30 M - Meter | 419 | 12570 | CHARGES FOR RESTORATION OF THE EXCAVATED SURFACE USING NEW INTER CHEQUERED TILE OVER 100 MM THICK CONCRETE BEDDING. THE COST TO INCLUDE THE COST OF THE KOTA | 0
756 | 756 | WORK CHANGE ORDER | 630108053 | 3 | 18.02.2021 | 1662725.02 | 31891028.1 | 33553753.12 | 0338 | FTTx IBD MUMB0338 Pawan Chayya | 3171149 | S/FIXING PVC CONDUIT 25 MM | 1000 | 1,000 | 60 | 60000 | S/FIXING PVC CONDUIT 25MM | 0
757 | 757 | WORK CHANGE ORDER | 630108053 | 3 | 18.02.2021 | 1662725.02 | 31891028.1 | 33553753.12 | 0338 | FTTx IBD MUMB0338 Pawan Chayya | 3171151 | S/FIXING PVC CONDUIT 40 MM | 600 | M - Meter | 111 | 66600 | S/FIXING PVC CONDUIT 40 MM | 0
758 | 758 | WORK CHANGE ORDER | 630108053 | 3 | 18.02.2021 | 1662725.02 | 31891028.1 | 33553753.12 | 0338 | FTTx IBD MUMB0338 Pawan Chayya | 3318608 | S&I 25MM PVC CONDUIT USING SCAFFOLDING | 100 | 100M - Meter | 133 | 13300 | SUPPLY AND INSTALLATION OF 25MM OUTER DIA CONDUIT ON EXTERNAL WALL WITH THE HELP OF JHOOLA HOLDING | 0
759 | 759 | WORK CHANGE ORDER | 630108053 | 3 | 18.02.2021 | 1662725.02 | 31891028.1 | 33553753.12 | 0338 | FTTx IBD MUMB0338 Pawan Chayya | 3318609 | S&I 40MM PVC CONDUIT USING SCAFFOLDING | 100 | 100M - Meter | 188 | 18800 | SUPPLY AND INSTALLATION OF 40MM OUTER DIA CONDUIT ON EXTERNAL WALL WITH THE HELP OF JHOOLA HOLDING INCLUDING MANPOWER, COUPLERS, BENDS, TEES, SADDLES, CLAMPS, | 0
760 | 760 | WORK CHANGE ORDER | 630108053 | 3 | 18.02.2021 | 1662725.02 | 31891028.1 | 33553753.12 | 0338 | FTTx IBD MUMB0338 Pawan Chayya | 3206508 | SUP&LAY FLEX PVC CONDUIT DIA 25MM | 200 | M - Meter | 71 | 14200 | Supplying and laying of following sizes of flexible PVC conduit along with conduit accessories complete as required. | 0
761 | 761 | WORK CHANGE ORDER | 630108053 | 3 | 18.02.2021 | 1662725.02 | 31891028.1 | 33553753.12 | 0338 | FTTx IBD MUMB0338 Pawan Chayya | 3206510 | SUP&LAY FLEX PVC CONDUIT DIA 40MM | 150 | M - Meter | 116 | 17400 | Supplying and laying of following sizes of flexible PVC conduit along with conduit | 0
762 | 762 | WORK CHANGE ORDER | 630108053 | 3 | 18.02.2021 | 1662725.02 | 31891028.1 | 33553753.12 | 0338 | FTTx IBD MUMB0338 Pawan Chayya | 3318971 | S&I 25MM FLEXI PVC CONDUIT W/SCAFFOLDING | 100 | 100M - Meter | 144 | 14400 | SUPPLY AND INSTALLATION OF 25MM DIA REINFORCED FLEXIBLE CONDUIT ON EXTERNAL WALL WITH THE HELP OF JHOOLA HOLDING INCLUDING MANPOWER, COUPLERS, BENDS, TEES, | 0
763 | 763 | WORK CHANGE ORDER | 630108053 | 3 | 18.02.2021 | 1662725.02 | 31891028.1 | 33553753.12 | 0338 | FTTx IBD MUMB0338 Pawan Chayya | 3318972 | S&I 40MM FLEXI PVC CONDUIT W/SCAFFOLDING | 100 | 100M - Meter | 194 | 19400 | SUPPLY AND INSTALLATION OF 40MM DIA REINFORCED FLEXIBLE CONDUIT ON EXTERNAL WALL WITH THE HELP OF JHOOLA HOLDING INCLUDING MANPOWER, COUPLERS, BENDS, TEES, | 0
764 | 764 | WORK CHANGE ORDER | 630108053 | 3 | 18.02.2021 | 1662725.02 | 31891028.1 | 33553753.12 | 0338 | FTTx IBD MUMB0338 Pawan Chayya | 3319687 | P&F PVC JUNCTION BOX 40MM,4-WAY | 150 | EA - each | 30 | 4500 | CHARGES FOR SUPPLYING AND FIXING OF PVC JUNCTION BOX 40MM,FOUR WAY IN REQUIRED POSITION ALONG THE LINE OF PVC CONDUIT# | 0
765 | 765 | WORK CHANGE ORDER | 630108053 | 3 | 18.02.2021 | 1662725.02 | 31891028.1 | 33553753.12 | 0338 | FTTx IBD MUMB0338 Pawan Chayya | 3319688 | P&F PVC JUNCTION BOX 40MM,3-WAY | 150 | EA - each | 30 | 4500 | CHARGES FOR SUPPLYING AND FIXING OF PVC JUNCTION BOX 40MM,THREE WAY IN REQUIRED POSITION ALONG THE LINE OF PVC CONDUIT# | 0
766 | 766 | WORK CHANGE ORDER | 630108053 | 3 | 18.02.2021 | 1662725.02 | 31891028.1 | 33553753.12 | 0338 | FTTx IBD MUMB0338 Pawan Chayya | 3192918 | CHRG:S/F:PVC JUNCTION BOX 25MM,4-WAY | 150 | 150EA - each | 19 | 2850 | CHARGES FOR SUPPLYING AND FIXING OF PVC JUNCTION BOX | 0
767 | 767 | WORK CHANGE ORDER | 630108053 | 3 | 18.02.2021 | 1662725.02 | 31891028.1 | 33553753.12 | 0338 | FTTx IBD MUMB0338 Pawan Chayya | 3192917 | CHRG:S/F:PVC JUNCTION BOX 25MM,3-WAY | 150 | 150EA - each | 19 | 2850 | CHARGES FOR SUPPLYING AND FIXING OF PVC JUNCTION BOX | 0
768 | 768 | WORK CHANGE ORDER | 630108053 | 3 | 18.02.2021 | 1662725.02 | 31891028.1 | 33553753.12 | 0338 | FTTx IBD MUMB0338 Pawan Chayya | 3259755 | INSTALLATION OF FDC | 15 | EA - each | 49 | 735 | Installation of Fibre Distribution Cabinet | 0
769 | 769 | WORK CHANGE ORDER | 630108053 | 3 | 18.02.2021 | 1662725.02 | 31891028.1 | 33553753.12 | 0338 | FTTx IBD MUMB0338 Pawan Chayya | 3294022 | INSTALLATION OF FAT (WALL/POLE MOUNTED) | 50 | 50 EA - each | 49 | 2450 | INSTALLATION OF FIBRE ACCESS TERMINAL (WALL/POLE MOUNTED)# | 0
770 | 770 | WORK CHANGE ORDER | 630108053 | 3 | 18.02.2021 | 1662725.02 | 31891028.1 | 33553753.12 | 0338 | FTTx IBD MUMB0338 Pawan Chayya | 3293902 | INSTALLATION LEVEL 1 ( S1 ) SPLITTER | 20 | EA - each | 49 | 980 | INSTALLATION OF FREE ISSUED SPLITTER AT SUGGESTED LOCATION INCLUDING ALL MANPOWER, TOOLS TACKLES, HARDWARES ETC. COMPLETE AS PER THE DRG AND DIRECTION OF | 0
771 | 771 | WORK CHANGE ORDER | 630108053 | 3 | 18.02.2021 | 1662725.02 | 31891028.1 | 33553753.12 | 0338 | FTTx IBD MUMB0338 Pawan Chayya | 3293903 | INSTALLATION LEVEL 2 ( S2 ) SPLITTER | 160 | EA - each | 49 | 7840 | INSTALLATION OF FREE ISSUED SPLITTER AT SUGGESTED LOCATION INCLUDING ALL MANPOWER, TOOLS TACKLES, HARDWARES ETC. COMPLETE AS PER THE DRG AND DIRECTION OF | 0
772 | 772 | WORK CHANGE ORDER | 630108053 | 3 | 18.02.2021 | 1662725.02 | 31891028.1 | 33553753.12 | 0338 | FTTx IBD MUMB0338 Pawan Chayya | 3252601 | SPLICING,JOINTING & TERMINATION-48F | 500 | 500.000 NOS - No. | 112 | 56000 | CHARGES FOR SPLICING,JOINTING & TERMINATION OF 48F FIBRE. | 0
773 | 773 | WORK CHANGE ORDER | 630108053 | 3 | 18.02.2021 | 1662725.02 | 31891028.1 | 33553753.12 | 0338 | FTTx IBD MUMB0338 Pawan Chayya | 3252602 | SPLICING,JOINTING & TERMINATION-96F | 192 | 192.000 NOS - No. | 112 | 21504 | CHARGES FOR SPLICING,JOINTING & TERMINATION OF 96F FIBRE. | 0
774 | 774 | WORK CHANGE ORDER | 630108053 | 3 | 18.02.2021 | 1662725.02 | 31891028.1 | 33553753.12 | 0338 | FTTx IBD MUMB0338 Pawan Chayya | 3300512 | SPLICING & TERM OFC,FIXED COST/DAY | 10 | EA - each | 2425 | 24250 | OFC SPLICING&TERMINATION-FIXED COST/DAY#JOB INVOLVES: 1) SPLICING & TERMINATION OF OFC CABLE AS DIRECTED BY EIC. 2) ALL TOOLS AND TACKLES, PPES, CONSUMABLES ARE IN | 0
775 | 775 | WORK CHANGE ORDER | 630108053 | 3 | 18.02.2021 | 1662725.02 | 31891028.1 | 33553753.12 | 0338 | FTTx IBD MUMB0338 Pawan Chayya | 3098777 | A11102-SELF ADHESIVE LABELS | 400 | 400.000 | 10 | 4000 | 420 | 0
776 | 776 | WORK CHANGE ORDER | 630108053 | 3 | 18.02.2021 | 1662725.02 | 31891028.1 | 33553753.12 | 0338 | FTTx IBD MUMB0338 Pawan Chayya | 3295194 | PREPARATION OF AS BUILT DRAWINGS SBP | 15 | 15 EA - each | 194 | 2910 | AS-BUILT DRAWING FOR ALL WORKS PERFORMED AS PER SCOPE | 0
777 | 777 | WORK CHANGE ORDER | 630108053 | 3 | 18.02.2021 | 1662725.02 | 31891028.1 | 33553753.12 | 0338 | FTTx IBD MUMB0338 Pawan Chayya | 3111341 | DISPOSAL OF WASTE MATERIALS DEBRIS ETC. | 15 | 15.000 NOS - No. | 679 | 10185 | Collection & disposal of various kinds of unwanted materials / debris | 0
778 | 778 | WORK CHANGE ORDER | 630108053 | 3 | 18.02.2021 | 1662725.02 | 31891028.1 | 33553753.12 | 0338 | FTTx IBD MUMB0338 Pawan Chayya | 3295891 | MATERIAL STORAGE & SECONDARY TRNSPT | 15 | 15 EA - each | 485 | 7275 | STORAGE AND SECONDARY TRANSPORTATION OF FIM MATERIAL TO BUILDINGS, TO BE CALCULATED PER BUILDING# | 0
779 | 779 | WORK CHANGE ORDER | 630108053 | 3 | 18.02.2021 | 1662725.02 | 31891028.1 | 33553753.12 | 0338 | FTTx IBD MUMB0338 Pawan Chayya | 3295897 | CHRG: PRE EXECUTION BUILDING SURVEY | 15 | 15 EA - each | 290 | 4350 | PRE EXECUTION BUILDING SURVEY:#THIS IS BUILDING SURVEY BEFORE DEPLOYMENT INSIDE BUILDING DEPLOYMENT/CONSTRUCTION INCLUDES LAYING OF CONDUITS AND OTHER ODN | 0
780 | 780 | WORK CHANGE ORDER | 630108053 | 3 | 18.02.2021 | 1662725.02 | 31891028.1 | 33553753.12 | 0338 | FTTx IBD MUMB0338 Pawan Chayya | 3318382 | CHRG DRILLING OF HOLE 25MM IN BRICK WALL | 50 | 50 EA - each | 82 | 4100 | CHARGES FOR DRILLING HOLES OF DIAMETER 25MM IN BRICK WALL WITH PROPER DRILL MACHINE AND REINSTATEMENT AFTER CONDUITING TO ENSURE WATER PROOFING OF HOLE.# | 0
781 | 781 | WORK CHANGE ORDER | 630108053 | 3 | 18.02.2021 | 1662725.02 | 31891028.1 | 33553753.12 | 0338 | FTTx IBD MUMB0338 Pawan Chayya | 3318381 | CHRG DRILLING OF HOLE 40MM IN BRICK WALL | 50 | 50 EA - each | 131 | 6550 | CHARGES FOR DRILLING HOLES OF DIAMETER 40MM IN BRICK WALL WITH PROPER DRILL MACHINE AND REINSTATEMENT AFTER CONDUITING TO ENSURE WATER PROOFING OF HOLE.# | 0
782 | 782 | WORK CHANGE ORDER | 630108053 | 3 | 18.02.2021 | 1662725.02 | 31891028.1 | 33553753.12 | 0338 | FTTx IBD MUMB0338 Pawan Chayya | 3318200 | CHRG DRILLING OF HOLE 25MM DIA IN RCC | 50 | 50 EA - each | 131 | 6550 | CHARGES FOR DRILLING HOLES OF DIAMETER 25MM IN RCC WITH PROPER DRILL MACHINE AND REINSTATEMENT AFTER CONDUITING TO ENSURE WATER PROOFING OF HOLE.# | 0
783 | 783 | WORK CHANGE ORDER | 630108053 | 3 | 18.02.2021 | 1662725.02 | 31891028.1 | 33553753.12 | 0338 | FTTx IBD MUMB0338 Pawan Chayya | 3297469 | CHRG:DRILLING OF HOLE 40MM DIA IN RCC | 50 | 50 EA - each | 165 | 8250 | CHARGES FOR DRILLING HOLES OF DIAMETER ~40MM IN RCC WITH PROPER DRILL MACHINE AND REINSTATEMENT AFTER CONDUITING TO ENSURE WATER PROOFING OF HOLE. | 0
784 | 784 | WORK CHANGE ORDER | 630108053 | 3 | 18.02.2021 | 1662725.02 | 31891028.1 | 33553753.12 | 0338 | FTTx IBD MUMB0338 Pawan Chayya | 3319692 | S&I SIMPLEX PLUG,F/40MM HDPE DUCT | 60 | EA - each | 49 | 2940 | CHARGES FOR SUPPLYING AND FIXING OF SIMPLEX PLUG FOR 40 MM HDPE DUCT# | 0
785 | 785 | WORK CHANGE ORDER | 630108053 | 3 | 18.02.2021 | 1662725.02 | 31891028.1 | 33553753.12 | 0350 | FTTx IBD MUMB0350 Dhanwatey | 3293883 | CHRG;SHALLOW TRENCH 40 OR 48MM 7WAY DUCT | 50 | 50 M - Meter | 160 | 8000 | EXCAVATION OF SHALLOW TRENCHES MANUALLY/CHIPPING/SLITTING UPTO A DEPTH OF 300 MM, WIDE UP TO 100 MM IN ASPHALT / CONCRETE / TILED SURFACE, LAYING 1 X 40 MM / 1 X 7 | 0
786 | 786 | WORK CHANGE ORDER | 630108053 | 3 | 18.02.2021 | 1662725.02 | 31891028.1 | 33553753.12 | 0350 | FTTx IBD MUMB0350 Dhanwatey | 3314515 | CHRG:SHALLOW TREN 40MM DUCT W/2 NOS | 350 | 350M - Meter | 160 | 56000 | EXCAVATION OF SHALLOW TRENCHES MANUALLY/CHIPPING/SLITTING IN ASPHALT / CONCRETE / TILED SURFACE, LAYING 2 NOS 40 MM DUCT AND FILLING THE COMPLETE DEPTH, INCLUDING | 0
787 | 787 | WORK CHANGE ORDER | 630108053 | 3 | 18.02.2021 | 1662725.02 | 31891028.1 | 33553753.12 | 0350 | FTTx IBD MUMB0350 Dhanwatey | 3293878 | CHRG;CLAMPING-1X40MM/1X7WAY MICRO DUCT | 100 | 100M - Meter | 49 | 4900 | CLAMPING OF THE DUCTS 1 X 40 MM / 1 X 7 WAY MICRO DUCT ( 48 MM OD ) ALONG THE WALL WITH THE HELP OF CLAMPING AT EVERY 1 M C/C# | 0
788 | 788 | WORK CHANGE ORDER | 630108053 | 3 | 18.02.2021 | 1662725.02 | 31891028.1 | 33553753.12 | 0350 | FTTx IBD MUMB0350 Dhanwatey | 3292713 | CHRGS FOR TRANS&INST OF ADSS CABLE-96F | 500 | 500M - Meter | 40 | 20000 | CHARGES FOR TRANSPORTATION & INSTALLATION OF ADSS CABLE- EIC - 96F# | 0
789 | 789 | WORK CHANGE ORDER | 630108053 | 3 | 18.02.2021 | 1662725.02 | 31891028.1 | 33553753.12 | 0350 | FTTx IBD MUMB0350 Dhanwatey | 3294064 | INSTALLATION 48 F ADSS / FIG 8 CABLE | 1000 | 1,000 | 34 | 34000 | INSTALLATION OF THE AERIAL CABLE (48 F ADSS / FIG 8 ) ALONG WITH THE ACCESSORIES. RATE INCLUDES SURVEY COST AND LOCAL LIASIONING CHARGES. | 0
790 | 790 | WORK CHANGE ORDER | 630108053 | 3 | 18.02.2021 | 1662725.02 | 31891028.1 | 33553753.12 | 0350 | FTTx IBD MUMB0350 Dhanwatey | 3294065 | INSTALLATION12F ADSS / FIG 8 CABLE | 1500 | 1,500 | 24 | 36000 | INSTALLATION OF THE AERIAL CABLE (12 F ADSS / FIG 8 ) ALONG WITH THE ACCESSORIES. RATE INCLUDES SURVEY COST AND LOCAL LIASIONING CHARGES. | 0
791 | 791 | WORK CHANGE ORDER | 630108053 | 3 | 18.02.2021 | 1662725.02 | 31891028.1 | 33553753.12 | 0350 | FTTx IBD MUMB0350 Dhanwatey | 3294710 | INSTALLATION 6F ADSS / FIG 8 CABLE | 500 | M - Meter | 19 | 9500 | INSTALLATION OF THE AERIAL CABLE (6 F ADSS / FIG 8 ) ALONG WITH THE ACCESSORIES. RATE INCLUDES SURVEY COST AND LOCAL LIASIONING CHARGES. # | 0
792 | 792 | WORK CHANGE ORDER | 630108053 | 3 | 18.02.2021 | 1662725.02 | 31891028.1 | 33553753.12 | 0350 | FTTx IBD MUMB0350 Dhanwatey | 3252599 | BLOWING OF 96F | 500 | M - Meter | 15 | 7500 | CHARGES FOR BLOWING OF 96F FIBRE. | 0
793 | 793 | WORK CHANGE ORDER | 630108053 | 3 | 18.02.2021 | 1662725.02 | 31891028.1 | 33553753.12 | 0350 | FTTx IBD MUMB0350 Dhanwatey | 3294262 | BLOWING / PULLING-48 F | 700 | M - Meter | 10 | 7000 | PULLING/BLOWING OF OFC- 48 F INCLUDING ALL MATERIALS, LABOUR, TOOLS, TACKLES, ETC.. # | 0
794 | 794 | WORK CHANGE ORDER | 630108053 | 3 | 18.02.2021 | 1662725.02 | 31891028.1 | 33553753.12 | 0350 | FTTx IBD MUMB0350 Dhanwatey | 3294264 | BLOWING / PULLING-12 F | 2000 | 2,000 | 7 | 14000 | PULLING/BLOWING OF OFC-12F INCLUDING ALL MATERIALS, LABOUR, TOOLS, TACKLES, ETC.. # | 0
795 | 795 | WORK CHANGE ORDER | 630108053 | 3 | 18.02.2021 | 1662725.02 | 31891028.1 | 33553753.12 | 0350 | FTTx IBD MUMB0350 Dhanwatey | 3294265 | BLOWING / PULLING-6 F | 1000 | 1,000 | 5 | 5000 | PULLING/BLOWING OF OFC-6F INCLUDING ALL MATERIALS, LABOUR, TOOLS, TACKLES, ETC.. # | 0
796 | 796 | WORK CHANGE ORDER | 630108053 | 3 | 18.02.2021 | 1662725.02 | 31891028.1 | 33553753.12 | 0350 | FTTx IBD MUMB0350 Dhanwatey | 3291570 | INSTLTN OF ACCESS CHAMBER 750X400X500 MM | 2 | 2 EA - each | 2328 | 4656 | INSTALLATION OF ACCESS CHAMBERS - SIZE - 750X400X500 MM DEEP.#INCLUDING COVER & LIFTING OF ACCESS CHAMBER-UPTO 50KMS INCLUDING HANDLING ,#EXCAVATION & | 0
797 | 797 | WORK CHANGE ORDER | 630108053 | 3 | 18.02.2021 | 1662725.02 | 31891028.1 | 33553753.12 | 0350 | FTTx IBD MUMB0350 Dhanwatey | 3314518 | INST OF PULLING CHAMBER 400X400X500MM | 10 | 10 EA - each | 970 | 9700 | INSTALLATION OF PULLING CHAMBERS - SIZE - 400X400X500 MM DEEP ; INCLUDING COVER .#EXCAVATION & BACKFILLING OF PITS ETC AS PER DRAWINGS , SPECIFICATIONS#AND AS | 0
798 | 798 | WORK CHANGE ORDER | 630108053 | 3 | 18.02.2021 | 1662725.02 | 31891028.1 | 33553753.12 | 0350 | FTTx IBD MUMB0350 Dhanwatey | 3294239 | CHRG;REINST,TRENCH,PCC-1:2:4,GRAVEL 20MM | 5 | 5 M3 - Cubic meter | 5335 | 26675 | CHARGES FOR REINSTATEMENT OF THE TRENCHES / PITS INCLUDING ALL MATERIALS , LABOUR, TOOLS TACKES ETC..BY PCC -1:2:4 GRAVEL SIZE - 20 MM & CURING FOR 7 DAYS. THIS ITEM | 0
799 | 799 | WORK CHANGE ORDER | 630108053 | 3 | 18.02.2021 | 1662725.02 | 31891028.1 | 33553753.12 | 0350 | FTTx IBD MUMB0350 Dhanwatey | 3291785 | RSTRTN EXCVTD SURFACE- W/COLD BITUMEN | 10 | 10 M - Meter | 1000 | 10000 | CHARGES FOR RESTORATION OF THE EXCAVATED SURFACES USING THE COLD BITUMEN INCLUDING PROPER COMPACTION ETC. ALL COMPLETE INCLUDING ALL MATERIALS TOOLS TACKLES | 0
800 | 800 | WORK CHANGE ORDER | 630108053 | 3 | 18.02.2021 | 1662725.02 | 31891028.1 | 33553753.12 | 0350 | FTTx IBD MUMB0350 Dhanwatey | 3291786 | RSTRTN EXCVTD SURFACES-W/ HOT BITUMEN | 10 | 10 M - Meter | 383 | 3830 | CHARGES FOR RESTORATION OF THE EXCAVATED SURFACES USING THE HOT BITUMEN INCLUDING PROPER COMPACTION ETC. ALL COMPLETE INCLUDING ALL MATERIALS TOOLS TACKLES | 0
801 | 801 | WORK CHANGE ORDER | 630108053 | 3 | 18.02.2021 | 1662725.02 | 31891028.1 | 33553753.12 | 0350 | FTTx IBD MUMB0350 Dhanwatey | 3290664 | CHRG F/RESTORATN OF SURF ;W/EXT TILES | 30 | 30 M - Meter | 286 | 8580 | CHARGES FOR RESTORATION OF THE EXCAVATED SURFACES USING THE EXISTING TILES OVER 100 MM THICK CONCRETE BEDDING. THE COST TO INCLUDE THE COST OF THE TILES, | 0
802 | 802 | WORK CHANGE ORDER | 630108053 | 3 | 18.02.2021 | 1662725.02 | 31891028.1 | 33553753.12 | 0350 | FTTx IBD MUMB0350 Dhanwatey | 3291784 | RSTRTN EXCVTD SURFACE-W/ PAVER BLOCK | 30 | 30 M - Meter | 631 | 18930 | CHARGES FOR RESTORATION OF THE EXCAVATED SURFACE USING NEW INTER LOCKING PAVER BLOCK OVER 100 MM THICK CONCRETE BEDDING. THE COST TO INCLUDE THE COST OF THE | 0
803 | 803 | WORK CHANGE ORDER | 630108053 | 3 | 18.02.2021 | 1662725.02 | 31891028.1 | 33553753.12 | 0350 | FTTx IBD MUMB0350 Dhanwatey | 3291783 | RESTORATION OF EXCV SURFACE-W/KOTA STONE | 10 | 10 M - Meter | 550 | 5500 | CHARGES FOR RESTORATION OF THE EXCAVATED SURFACE USING NEW KOTA STONE OVER 100 MM THICK CONCRETE BEDDING. THE COST TO INCLUDE THE COST OF THE KOTA STONE , | 0
804 | 804 | WORK CHANGE ORDER | 630108053 | 3 | 18.02.2021 | 1662725.02 | 31891028.1 | 33553753.12 | 0350 | FTTx IBD MUMB0350 Dhanwatey | 3290665 | CHRG F/RESTORATN OF SURF ;W/CHEQUED TILE | 30 | 30 M - Meter | 419 | 12570 | CHARGES FOR RESTORATION OF THE EXCAVATED SURFACE USING NEW INTER CHEQUERED TILE OVER 100 MM THICK CONCRETE BEDDING. THE COST TO INCLUDE THE COST OF THE KOTA | 0
805 | 805 | WORK CHANGE ORDER | 630108053 | 3 | 18.02.2021 | 1662725.02 | 31891028.1 | 33553753.12 | 0350 | FTTx IBD MUMB0350 Dhanwatey | 3171149 | S/FIXING PVC CONDUIT 25 MM | 1000 | 1,000 | 60 | 60000 | S/FIXING PVC CONDUIT 25MM | 0
806 | 806 | WORK CHANGE ORDER | 630108053 | 3 | 18.02.2021 | 1662725.02 | 31891028.1 | 33553753.12 | 0350 | FTTx IBD MUMB0350 Dhanwatey | 3171151 | S/FIXING PVC CONDUIT 40 MM | 600 | M - Meter | 111 | 66600 | S/FIXING PVC CONDUIT 40 MM | 0
807 | 807 | WORK CHANGE ORDER | 630108053 | 3 | 18.02.2021 | 1662725.02 | 31891028.1 | 33553753.12 | 0350 | FTTx IBD MUMB0350 Dhanwatey | 3318608 | S&I 25MM PVC CONDUIT USING SCAFFOLDING | 100 | 100M - Meter | 133 | 13300 | SUPPLY AND INSTALLATION OF 25MM OUTER DIA CONDUIT ON EXTERNAL WALL WITH THE HELP OF JHOOLA HOLDING INCLUDING MANPOWER, COUPLERS, BENDS, TEES, SADDLES, CLAMPS, | 0
808 | 808 | WORK CHANGE ORDER | 630108053 | 3 | 18.02.2021 | 1662725.02 | 31891028.1 | 33553753.12 | 0350 | FTTx IBD MUMB0350 Dhanwatey | 3318609 | S&I 40MM PVC CONDUIT USING SCAFFOLDING | 100 | 100M - Meter | 188 | 18800 | SUPPLY AND INSTALLATION OF 40MM OUTER DIA CONDUIT ON EXTERNAL WALL WITH THE HELP OF JHOOLA HOLDING INCLUDING MANPOWER, COUPLERS, BENDS, TEES, SADDLES, CLAMPS, | 0
809 | 809 | WORK CHANGE ORDER | 630108053 | 3 | 18.02.2021 | 1662725.02 | 31891028.1 | 33553753.12 | 0350 | FTTx IBD MUMB0350 Dhanwatey | 3206508 | SUP&LAY FLEX PVC CONDUIT DIA 25MM | 200 | M - Meter | 71 | 14200 | Supplying and laying of following sizes of flexible PVC conduit along with conduit accessories complete as required. | 0
810 | 810 | WORK CHANGE ORDER | 630108053 | 3 | 18.02.2021 | 1662725.02 | 31891028.1 | 33553753.12 | 0350 | FTTx IBD MUMB0350 Dhanwatey | 3206510 | SUP&LAY FLEX PVC CONDUIT DIA 40MM | 150 | M - Meter | 116 | 17400 | Supplying and laying of following sizes of flexible PVC conduit along with conduit | 0
811 | 811 | WORK CHANGE ORDER | 630108053 | 3 | 18.02.2021 | 1662725.02 | 31891028.1 | 33553753.12 | 0350 | FTTx IBD MUMB0350 Dhanwatey | 3318971 | S&I 25MM FLEXI PVC CONDUIT W/SCAFFOLDING | 100 | 100M - Meter | 144 | 14400 | SUPPLY AND INSTALLATION OF 25MM DIA REINFORCED FLEXIBLE CONDUIT ON EXTERNAL WALL WITH THE HELP OF JHOOLA HOLDING INCLUDING MANPOWER, COUPLERS, BENDS, TEES, | 0
812 | 812 | WORK CHANGE ORDER | 630108053 | 3 | 18.02.2021 | 1662725.02 | 31891028.1 | 33553753.12 | 0350 | FTTx IBD MUMB0350 Dhanwatey | 3318972 | S&I 40MM FLEXI PVC CONDUIT W/SCAFFOLDING | 100 | 100M - Meter | 194 | 19400 | SUPPLY AND INSTALLATION OF 40MM DIA REINFORCED FLEXIBLE CONDUIT ON EXTERNAL WALL WITH THE HELP OF JHOOLA HOLDING INCLUDING MANPOWER, COUPLERS, BENDS, TEES, | 0
813 | 813 | WORK CHANGE ORDER | 630108053 | 3 | 18.02.2021 | 1662725.02 | 31891028.1 | 33553753.12 | 0350 | FTTx IBD MUMB0350 Dhanwatey | 3319687 | P&F PVC JUNCTION BOX 40MM,4-WAY | 150 | EA - each | 30 | 4500 | CHARGES FOR SUPPLYING AND FIXING OF PVC JUNCTION BOX 40MM,FOUR WAY IN REQUIRED POSITION ALONG THE LINE OF PVC CONDUIT# | 0
814 | 814 | WORK CHANGE ORDER | 630108053 | 3 | 18.02.2021 | 1662725.02 | 31891028.1 | 33553753.12 | 0350 | FTTx IBD MUMB0350 Dhanwatey | 3319688 | P&F PVC JUNCTION BOX 40MM,3-WAY | 150 | EA - each | 30 | 4500 | CHARGES FOR SUPPLYING AND FIXING OF PVC JUNCTION BOX 40MM,THREE WAY IN REQUIRED POSITION ALONG THE LINE OF PVC CONDUIT# | 0
815 | 815 | WORK CHANGE ORDER | 630108053 | 3 | 18.02.2021 | 1662725.02 | 31891028.1 | 33553753.12 | 0350 | FTTx IBD MUMB0350 Dhanwatey | 3192918 | CHRG:S/F:PVC JUNCTION BOX 25MM,4-WAY | 150 | 150EA - each | 19 | 2850 | CHARGES FOR SUPPLYING AND FIXING OF PVC JUNCTION BOX | 0
816 | 816 | WORK CHANGE ORDER | 630108053 | 3 | 18.02.2021 | 1662725.02 | 31891028.1 | 33553753.12 | 0350 | FTTx IBD MUMB0350 Dhanwatey | 3192917 | CHRG:S/F:PVC JUNCTION BOX 25MM,3-WAY | 150 | 150EA - each | 19 | 2850 | CHARGES FOR SUPPLYING AND FIXING OF PVC JUNCTION BOX | 0
817 | 817 | WORK CHANGE ORDER | 630108053 | 3 | 18.02.2021 | 1662725.02 | 31891028.1 | 33553753.12 | 0350 | FTTx IBD MUMB0350 Dhanwatey | 3259755 | INSTALLATION OF FDC | 15 | EA - each | 49 | 735 | Installation of Fibre Distribution Cabinet | 0
818 | 818 | WORK CHANGE ORDER | 630108053 | 3 | 18.02.2021 | 1662725.02 | 31891028.1 | 33553753.12 | 0350 | FTTx IBD MUMB0350 Dhanwatey | 3294022 | INSTALLATION OF FAT (WALL/POLE MOUNTED) | 50 | 50 EA - each | 49 | 2450 | INSTALLATION OF FIBRE ACCESS TERMINAL (WALL/POLE MOUNTED)# | 0
819 | 819 | WORK CHANGE ORDER | 630108053 | 3 | 18.02.2021 | 1662725.02 | 31891028.1 | 33553753.12 | 0350 | FTTx IBD MUMB0350 Dhanwatey | 3293902 | INSTALLATION LEVEL 1 ( S1 ) SPLITTER | 20 | EA - each | 49 | 980 | INSTALLATION OF FREE ISSUED SPLITTER AT SUGGESTED LOCATION INCLUDING ALL MANPOWER, TOOLS TACKLES, HARDWARES ETC. COMPLETE AS PER THE DRG AND DIRECTION OF | 0
820 | 820 | WORK CHANGE ORDER | 630108053 | 3 | 18.02.2021 | 1662725.02 | 31891028.1 | 33553753.12 | 0350 | FTTx IBD MUMB0350 Dhanwatey | 3293903 | INSTALLATION LEVEL 2 ( S2 ) SPLITTER | 160 | EA - each | 49 | 7840 | INSTALLATION OF FREE ISSUED SPLITTER AT SUGGESTED LOCATION INCLUDING ALL MANPOWER, TOOLS TACKLES, HARDWARES ETC. COMPLETE AS PER THE DRG AND DIRECTION OF | 0
821 | 821 | WORK CHANGE ORDER | 630108053 | 3 | 18.02.2021 | 1662725.02 | 31891028.1 | 33553753.12 | 0350 | FTTx IBD MUMB0350 Dhanwatey | 3252601 | SPLICING,JOINTING & TERMINATION-48F | 500 | 500.000 NOS - No. | 112 | 56000 | CHARGES FOR SPLICING,JOINTING & TERMINATION OF 48F FIBRE. | 0
822 | 822 | WORK CHANGE ORDER | 630108053 | 3 | 18.02.2021 | 1662725.02 | 31891028.1 | 33553753.12 | 0350 | FTTx IBD MUMB0350 Dhanwatey | 3252602 | SPLICING,JOINTING & TERMINATION-96F | 192 | 192.000 NOS - No. | 112 | 21504 | CHARGES FOR SPLICING,JOINTING & TERMINATION OF 96F FIBRE. | 0
823 | 823 | WORK CHANGE ORDER | 630108053 | 3 | 18.02.2021 | 1662725.02 | 31891028.1 | 33553753.12 | 0350 | FTTx IBD MUMB0350 Dhanwatey | 3300512 | SPLICING & TERM OFC,FIXED COST/DAY | 10 | EA - each | 2425 | 24250 | OFC SPLICING&TERMINATION-FIXED COST/DAY#JOB INVOLVES: 1) SPLICING & TERMINATION OF OFC CABLE AS DIRECTED BY EIC. 2) ALL TOOLS AND TACKLES, PPES, CONSUMABLES ARE IN | 0
824 | 824 | WORK CHANGE ORDER | 630108053 | 3 | 18.02.2021 | 1662725.02 | 31891028.1 | 33553753.12 | 0350 | FTTx IBD MUMB0350 Dhanwatey | 3098777 | A11102-SELF ADHESIVE LABELS | 400 | 400.000 | 10 | 4000 | 420 | 0
825 | 825 | WORK CHANGE ORDER | 630108053 | 3 | 18.02.2021 | 1662725.02 | 31891028.1 | 33553753.12 | 0350 | FTTx IBD MUMB0350 Dhanwatey | 3295194 | PREPARATION OF AS BUILT DRAWINGS SBP | 15 | 15 EA - each | 194 | 2910 | AS-BUILT DRAWING FOR ALL WORKS PERFORMED AS PER SCOPE | 0
826 | 826 | WORK CHANGE ORDER | 630108053 | 3 | 18.02.2021 | 1662725.02 | 31891028.1 | 33553753.12 | 0350 | FTTx IBD MUMB0350 Dhanwatey | 3111341 | DISPOSAL OF WASTE MATERIALS DEBRIS ETC. | 15 | 15.000 NOS - No. | 679 | 10185 | Collection & disposal of various kinds of unwanted materials / debris | 0
827 | 827 | WORK CHANGE ORDER | 630108053 | 3 | 18.02.2021 | 1662725.02 | 31891028.1 | 33553753.12 | 0350 | FTTx IBD MUMB0350 Dhanwatey | 3295891 | MATERIAL STORAGE & SECONDARY TRNSPT | 15 | 15 EA - each | 485 | 7275 | STORAGE AND SECONDARY TRANSPORTATION OF FIM MATERIAL TO BUILDINGS, TO BE CALCULATED PER BUILDING# | 0
828 | 828 | WORK CHANGE ORDER | 630108053 | 3 | 18.02.2021 | 1662725.02 | 31891028.1 | 33553753.12 | 0350 | FTTx IBD MUMB0350 Dhanwatey | 3295897 | CHRG: PRE EXECUTION BUILDING SURVEY | 15 | 15 EA - each | 290 | 4350 | PRE EXECUTION BUILDING SURVEY:#THIS IS BUILDING SURVEY BEFORE DEPLOYMENT INSIDE BUILDING DEPLOYMENT/CONSTRUCTION INCLUDES LAYING OF CONDUITS AND OTHER ODN | 0
829 | 829 | WORK CHANGE ORDER | 630108053 | 3 | 18.02.2021 | 1662725.02 | 31891028.1 | 33553753.12 | 0350 | FTTx IBD MUMB0350 Dhanwatey | 3318382 | CHRG DRILLING OF HOLE 25MM IN BRICK WALL | 50 | 50 EA - each | 82 | 4100 | CHARGES FOR DRILLING HOLES OF DIAMETER 25MM IN BRICK WALL WITH PROPER DRILL MACHINE AND REINSTATEMENT AFTER CONDUITING TO ENSURE WATER PROOFING OF HOLE.# | 0
830 | 830 | WORK CHANGE ORDER | 630108053 | 3 | 18.02.2021 | 1662725.02 | 31891028.1 | 33553753.12 | 0350 | FTTx IBD MUMB0350 Dhanwatey | 3318381 | CHRG DRILLING OF HOLE 40MM IN BRICK WALL | 50 | 50 EA - each | 131 | 6550 | CHARGES FOR DRILLING HOLES OF DIAMETER 40MM IN BRICK WALL WITH PROPER DRILL MACHINE AND REINSTATEMENT AFTER CONDUITING TO ENSURE WATER PROOFING OF HOLE.# | 0
831 | 831 | WORK CHANGE ORDER | 630108053 | 3 | 18.02.2021 | 1662725.02 | 31891028.1 | 33553753.12 | 0350 | FTTx IBD MUMB0350 Dhanwatey | 3318200 | CHRG DRILLING OF HOLE 25MM DIA IN RCC | 50 | 50 EA - each | 131 | 6550 | CHARGES FOR DRILLING HOLES OF DIAMETER 25MM IN RCC WITH PROPER DRILL MACHINE AND REINSTATEMENT AFTER CONDUITING TO ENSURE WATER PROOFING OF HOLE.# | 0
832 | 832 | WORK CHANGE ORDER | 630108053 | 3 | 18.02.2021 | 1662725.02 | 31891028.1 | 33553753.12 | 0350 | FTTx IBD MUMB0350 Dhanwatey | 3297469 | CHRG:DRILLING OF HOLE 40MM DIA IN RCC | 50 | 50 EA - each | 165 | 8250 | CHARGES FOR DRILLING HOLES OF DIAMETER ~40MM IN RCC WITH PROPER DRILL MACHINE AND REINSTATEMENT AFTER CONDUITING TO ENSURE WATER PROOFING OF HOLE. | 0
833 | 833 | WORK CHANGE ORDER | 630108053 | 3 | 18.02.2021 | 1662725.02 | 31891028.1 | 33553753.12 | 0350 | FTTx IBD MUMB0350 Dhanwatey | 3319692 | S&I SIMPLEX PLUG,F/40MM HDPE DUCT | 60 | EA - each | 49 | 2940 | CHARGES FOR SUPPLYING AND FIXING OF SIMPLEX PLUG FOR 40 MM HDPE DUCT# | 0
834 | 834 | WORK CHANGE ORDER | 630108053 | 3 | 18.02.2021 | 1662725.02 | 31891028.1 | 33553753.12 | 0204 | FTTx IBD MUMB0204 Reliance Dx Mini | 3293883 | CHRG;SHALLOW TRENCH 40 OR 48MM 7WAY DUCT | 50 | 50 M - Meter | 160 | 8000 | EXCAVATION OF SHALLOW TRENCHES MANUALLY/CHIPPING/SLITTING UPTO A DEPTH OF 300 MM, WIDE UP TO 100 MM IN ASPHALT / CONCRETE / TILED SURFACE, LAYING 1 X 40 MM / 1 X 7 | 0
835 | 835 | WORK CHANGE ORDER | 630108053 | 3 | 18.02.2021 | 1662725.02 | 31891028.1 | 33553753.12 | 0204 | FTTx IBD MUMB0204 Reliance Dx Mini | 3314515 | CHRG:SHALLOW TREN 40MM DUCT W/2 NOS | 50 | 50 M - Meter | 160 | 8000 | EXCAVATION OF SHALLOW TRENCHES MANUALLY/CHIPPING/SLITTING IN ASPHALT / CONCRETE / TILED SURFACE, LAYING 2 NOS 40 MM DUCT AND FILLING THE COMPLETE DEPTH, INCLUDING | 0
836 | 836 | WORK CHANGE ORDER | 630108053 | 3 | 18.02.2021 | 1662725.02 | 31891028.1 | 33553753.12 | 0204 | FTTx IBD MUMB0204 Reliance Dx Mini | 3293878 | CHRG;CLAMPING-1X40MM/1X7WAY MICRO DUCT | 100 | 100M - Meter | 49 | 4900 | CLAMPING OF THE DUCTS 1 X 40 MM / 1 X 7 WAY MICRO DUCT ( 48 MM OD ) ALONG THE WALL WITH THE HELP OF CLAMPING AT EVERY 1 M C/C# | 0
837 | 837 | WORK CHANGE ORDER | 630108053 | 3 | 18.02.2021 | 1662725.02 | 31891028.1 | 33553753.12 | 0204 | FTTx IBD MUMB0204 Reliance Dx Mini | 3292713 | CHRGS FOR TRANS&INST OF ADSS CABLE-96F | 500 | 500M - Meter | 40 | 20000 | CHARGES FOR TRANSPORTATION & INSTALLATION OF ADSS CABLE- EIC - 96F# | 0
838 | 838 | WORK CHANGE ORDER | 630108053 | 3 | 18.02.2021 | 1662725.02 | 31891028.1 | 33553753.12 | 0204 | FTTx IBD MUMB0204 Reliance Dx Mini | 3294064 | INSTALLATION 48 F ADSS / FIG 8 CABLE | 1000 | 1,000 | 34 | 34000 | INSTALLATION OF THE AERIAL CABLE (48 F ADSS / FIG 8 ) ALONG WITH THE ACCESSORIES. RATE INCLUDES SURVEY COST AND LOCAL LIASIONING CHARGES. | 0
839 | 839 | WORK CHANGE ORDER | 630108053 | 3 | 18.02.2021 | 1662725.02 | 31891028.1 | 33553753.12 | 0204 | FTTx IBD MUMB0204 Reliance Dx Mini | 3294065 | INSTALLATION12F ADSS / FIG 8 CABLE | 1500 | 1,500 | 24 | 36000 | INSTALLATION OF THE AERIAL CABLE (12 F ADSS / FIG 8 ) ALONG WITH THE ACCESSORIES. RATE INCLUDES SURVEY COST AND LOCAL LIASIONING CHARGES. | 0
840 | 840 | WORK CHANGE ORDER | 630108053 | 3 | 18.02.2021 | 1662725.02 | 31891028.1 | 33553753.12 | 0204 | FTTx IBD MUMB0204 Reliance Dx Mini | 3294710 | INSTALLATION 6F ADSS / FIG 8 CABLE | 500 | M - Meter | 19 | 9500 | INSTALLATION OF THE AERIAL CABLE (6 F ADSS / FIG 8 ) ALONG WITH THE ACCESSORIES. RATE INCLUDES SURVEY COST AND LOCAL LIASIONING CHARGES. # | 0
841 | 841 | WORK CHANGE ORDER | 630108053 | 3 | 18.02.2021 | 1662725.02 | 31891028.1 | 33553753.12 | 0204 | FTTx IBD MUMB0204 Reliance Dx Mini | 3252599 | BLOWING OF 96F | 500 | M - Meter | 15 | 7500 | CHARGES FOR BLOWING OF 96F FIBRE. | 0
842 | 842 | WORK CHANGE ORDER | 630108053 | 3 | 18.02.2021 | 1662725.02 | 31891028.1 | 33553753.12 | 0204 | FTTx IBD MUMB0204 Reliance Dx Mini | 3294262 | BLOWING / PULLING-48 F | 700 | M - Meter | 10 | 7000 | PULLING/BLOWING OF OFC- 48 F INCLUDING ALL MATERIALS, LABOUR, TOOLS, TACKLES, ETC.. # | 0
843 | 843 | WORK CHANGE ORDER | 630108053 | 3 | 18.02.2021 | 1662725.02 | 31891028.1 | 33553753.12 | 0204 | FTTx IBD MUMB0204 Reliance Dx Mini | 3294264 | BLOWING / PULLING-12 F | 2000 | 2,000 | 7 | 14000 | PULLING/BLOWING OF OFC-12F INCLUDING ALL MATERIALS, LABOUR, TOOLS, TACKLES, ETC.. # | 0
844 | 844 | WORK CHANGE ORDER | 630108053 | 3 | 18.02.2021 | 1662725.02 | 31891028.1 | 33553753.12 | 0204 | FTTx IBD MUMB0204 Reliance Dx Mini | 3294265 | BLOWING / PULLING-6 F | 1000 | 1,000 | 5 | 5000 | PULLING/BLOWING OF OFC-6F INCLUDING ALL MATERIALS, LABOUR, TOOLS, TACKLES, ETC.. # | 0
845 | 845 | WORK CHANGE ORDER | 630108053 | 3 | 18.02.2021 | 1662725.02 | 31891028.1 | 33553753.12 | 0204 | FTTx IBD MUMB0204 Reliance Dx Mini | 3291570 | INSTLTN OF ACCESS CHAMBER 750X400X500 MM | 2 | 2 EA - each | 2328 | 4656 | INSTALLATION OF ACCESS CHAMBERS - SIZE - 750X400X500 MM DEEP.#INCLUDING COVER & LIFTING OF ACCESS CHAMBER-UPTO 50KMS INCLUDING HANDLING ,#EXCAVATION & | 0
846 | 846 | WORK CHANGE ORDER | 630108053 | 3 | 18.02.2021 | 1662725.02 | 31891028.1 | 33553753.12 | 0204 | FTTx IBD MUMB0204 Reliance Dx Mini | 3314518 | INST OF PULLING CHAMBER 400X400X500MM | 10 | 10 EA - each | 970 | 9700 | INSTALLATION OF PULLING CHAMBERS - SIZE - 400X400X500 MM DEEP ; INCLUDING COVER .#EXCAVATION & BACKFILLING OF PITS ETC AS PER DRAWINGS , SPECIFICATIONS#AND AS | 0
847 | 847 | WORK CHANGE ORDER | 630108053 | 3 | 18.02.2021 | 1662725.02 | 31891028.1 | 33553753.12 | 0204 | FTTx IBD MUMB0204 Reliance Dx Mini | 3294239 | CHRG;REINST,TRENCH,PCC-1:2:4,GRAVEL 20MM | 1 | 1 M3 - Cubic meter | 5335 | 5335 | CHARGES FOR REINSTATEMENT OF THE TRENCHES / PITS INCLUDING ALL MATERIALS , LABOUR, TOOLS TACKES ETC..BY PCC -1:2:4 GRAVEL SIZE - 20 MM & CURING FOR 7 DAYS. THIS ITEM | 0
848 | 848 | WORK CHANGE ORDER | 630108053 | 3 | 18.02.2021 | 1662725.02 | 31891028.1 | 33553753.12 | 0204 | FTTx IBD MUMB0204 Reliance Dx Mini | 3291785 | RSTRTN EXCVTD SURFACE- W/COLD BITUMEN | 10 | 10 M - Meter | 1000 | 10000 | CHARGES FOR RESTORATION OF THE EXCAVATED SURFACES USING THE COLD BITUMEN INCLUDING PROPER COMPACTION ETC. ALL COMPLETE INCLUDING ALL MATERIALS TOOLS TACKLES | 0
849 | 849 | WORK CHANGE ORDER | 630108053 | 3 | 18.02.2021 | 1662725.02 | 31891028.1 | 33553753.12 | 0204 | FTTx IBD MUMB0204 Reliance Dx Mini | 3291786 | RSTRTN EXCVTD SURFACES-W/ HOT BITUMEN | 10 | 10 M - Meter | 383 | 3830 | CHARGES FOR RESTORATION OF THE EXCAVATED SURFACES USING THE HOT BITUMEN INCLUDING PROPER COMPACTION ETC. ALL COMPLETE INCLUDING ALL MATERIALS TOOLS TACKLES | 0
850 | 850 | WORK CHANGE ORDER | 630108053 | 3 | 18.02.2021 | 1662725.02 | 31891028.1 | 33553753.12 | 0204 | FTTx IBD MUMB0204 Reliance Dx Mini | 3290664 | CHRG F/RESTORATN OF SURF ;W/EXT TILES | 30 | 30 M - Meter | 286 | 8580 | CHARGES FOR RESTORATION OF THE EXCAVATED SURFACES USING THE EXISTING TILES OVER 100 MM THICK CONCRETE BEDDING. THE COST TO INCLUDE THE COST OF THE TILES, | 0
851 | 851 | WORK CHANGE ORDER | 630108053 | 3 | 18.02.2021 | 1662725.02 | 31891028.1 | 33553753.12 | 0204 | FTTx IBD MUMB0204 Reliance Dx Mini | 3291784 | RSTRTN EXCVTD SURFACE-W/ PAVER BLOCK | 30 | 30 M - Meter | 631 | 18930 | CHARGES FOR RESTORATION OF THE EXCAVATED SURFACE USING NEW INTER LOCKING PAVER BLOCK OVER 100 MM THICK CONCRETE BEDDING. THE COST TO INCLUDE THE COST OF THE | 0
852 | 852 | WORK CHANGE ORDER | 630108053 | 3 | 18.02.2021 | 1662725.02 | 31891028.1 | 33553753.12 | 0204 | FTTx IBD MUMB0204 Reliance Dx Mini | 3291783 | RESTORATION OF EXCV SURFACE-W/KOTA STONE | 10 | 10 M - Meter | 550 | 5500 | CHARGES FOR RESTORATION OF THE EXCAVATED SURFACE USING NEW KOTA STONE OVER 100 MM THICK CONCRETE BEDDING. THE COST TO INCLUDE THE COST OF THE KOTA STONE , | 0
853 | 853 | WORK CHANGE ORDER | 630108053 | 3 | 18.02.2021 | 1662725.02 | 31891028.1 | 33553753.12 | 0204 | FTTx IBD MUMB0204 Reliance Dx Mini | 3290665 | CHRG F/RESTORATN OF SURF ;W/CHEQUED TILE | 30 | 30 M - Meter | 419 | 12570 | CHARGES FOR RESTORATION OF THE EXCAVATED SURFACE USING NEW INTER CHEQUERED TILE OVER 100 MM THICK CONCRETE BEDDING. THE COST TO INCLUDE THE COST OF THE KOTA | 0
854 | 854 | WORK CHANGE ORDER | 630108053 | 3 | 18.02.2021 | 1662725.02 | 31891028.1 | 33553753.12 | 0204 | FTTx IBD MUMB0204 Reliance Dx Mini | 3171149 | S/FIXING PVC CONDUIT 25 MM | 1000 | 1,000 | 60 | 60000 | S/FIXING PVC CONDUIT 25MM | 0
855 | 855 | WORK CHANGE ORDER | 630108053 | 3 | 18.02.2021 | 1662725.02 | 31891028.1 | 33553753.12 | 0204 | FTTx IBD MUMB0204 Reliance Dx Mini | 3171151 | S/FIXING PVC CONDUIT 40 MM | 600 | M - Meter | 111 | 66600 | S/FIXING PVC CONDUIT 40 MM | 0
856 | 856 | WORK CHANGE ORDER | 630108053 | 3 | 18.02.2021 | 1662725.02 | 31891028.1 | 33553753.12 | 0204 | FTTx IBD MUMB0204 Reliance Dx Mini | 3318608 | S&I 25MM PVC CONDUIT USING SCAFFOLDING | 100 | 100M - Meter | 133 | 13300 | SUPPLY AND INSTALLATION OF 25MM OUTER DIA CONDUIT ON EXTERNAL WALL WITH THE HELP OF JHOOLA HOLDING INCLUDING MANPOWER, COUPLERS, BENDS, TEES, SADDLES, CLAMPS, | 0
857 | 857 | WORK CHANGE ORDER | 630108053 | 3 | 18.02.2021 | 1662725.02 | 31891028.1 | 33553753.12 | 0204 | FTTx IBD MUMB0204 Reliance Dx Mini | 3318609 | S&I 40MM PVC CONDUIT USING SCAFFOLDING | 100 | 100M - Meter | 188 | 18800 | SUPPLY AND INSTALLATION OF 40MM OUTER DIA CONDUIT ON EXTERNAL WALL WITH THE HELP OF JHOOLA HOLDING INCLUDING MANPOWER, COUPLERS, BENDS, TEES, SADDLES, CLAMPS, | 0
858 | 858 | WORK CHANGE ORDER | 630108053 | 3 | 18.02.2021 | 1662725.02 | 31891028.1 | 33553753.12 | 0204 | FTTx IBD MUMB0204 Reliance Dx Mini | 3206508 | SUP&LAY FLEX PVC CONDUIT DIA 25MM | 200 | M - Meter | 71 | 14200 | Supplying and laying of following sizes of flexible PVC conduit along with conduit accessories complete as required. | 0
859 | 859 | WORK CHANGE ORDER | 630108053 | 3 | 18.02.2021 | 1662725.02 | 31891028.1 | 33553753.12 | 0204 | FTTx IBD MUMB0204 Reliance Dx Mini | 3206510 | SUP&LAY FLEX PVC CONDUIT DIA 40MM | 150 | M - Meter | 116 | 17400 | Supplying and laying of following sizes of flexible PVC conduit along with conduit | 0
860 | 860 | WORK CHANGE ORDER | 630108053 | 3 | 18.02.2021 | 1662725.02 | 31891028.1 | 33553753.12 | 0204 | FTTx IBD MUMB0204 Reliance Dx Mini | 3318971 | S&I 25MM FLEXI PVC CONDUIT W/SCAFFOLDING | 100 | 100M - Meter | 144 | 14400 | SUPPLY AND INSTALLATION OF 25MM DIA REINFORCED FLEXIBLE CONDUIT ON EXTERNAL WALL WITH THE HELP OF JHOOLA HOLDING INCLUDING MANPOWER, COUPLERS, BENDS, TEES, | 0
861 | 861 | WORK CHANGE ORDER | 630108053 | 3 | 18.02.2021 | 1662725.02 | 31891028.1 | 33553753.12 | 0204 | FTTx IBD MUMB0204 Reliance Dx Mini | 3318972 | S&I 40MM FLEXI PVC CONDUIT W/SCAFFOLDING | 100 | 100M - Meter | 194 | 19400 | SUPPLY AND INSTALLATION OF 40MM DIA REINFORCED FLEXIBLE CONDUIT ON EXTERNAL WALL WITH THE HELP OF JHOOLA HOLDING INCLUDING MANPOWER, COUPLERS, BENDS, TEES, | 0
862 | 862 | WORK CHANGE ORDER | 630108053 | 3 | 18.02.2021 | 1662725.02 | 31891028.1 | 33553753.12 | 0204 | FTTx IBD MUMB0204 Reliance Dx Mini | 3319687 | P&F PVC JUNCTION BOX 40MM,4-WAY | 150 | EA - each | 30 | 4500 | CHARGES FOR SUPPLYING AND FIXING OF PVC JUNCTION BOX 40MM,FOUR WAY IN REQUIRED POSITION ALONG THE LINE OF PVC CONDUIT# | 0
863 | 863 | WORK CHANGE ORDER | 630108053 | 3 | 18.02.2021 | 1662725.02 | 31891028.1 | 33553753.12 | 0204 | FTTx IBD MUMB0204 Reliance Dx Mini | 3319688 | P&F PVC JUNCTION BOX 40MM,3-WAY | 150 | EA - each | 30 | 4500 | CHARGES FOR SUPPLYING AND FIXING OF PVC JUNCTION BOX 40MM,THREE WAY IN REQUIRED POSITION ALONG THE LINE OF PVC CONDUIT# | 0
864 | 864 | WORK CHANGE ORDER | 630108053 | 3 | 18.02.2021 | 1662725.02 | 31891028.1 | 33553753.12 | 0204 | FTTx IBD MUMB0204 Reliance Dx Mini | 3192918 | CHRG:S/F:PVC JUNCTION BOX 25MM,4-WAY | 150 | 150EA - each | 19 | 2850 | CHARGES FOR SUPPLYING AND FIXING OF PVC JUNCTION BOX | 0
865 | 865 | WORK CHANGE ORDER | 630108053 | 3 | 18.02.2021 | 1662725.02 | 31891028.1 | 33553753.12 | 0204 | FTTx IBD MUMB0204 Reliance Dx Mini | 3192917 | CHRG:S/F:PVC JUNCTION BOX 25MM,3-WAY | 150 | 150EA - each | 19 | 2850 | CHARGES FOR SUPPLYING AND FIXING OF PVC JUNCTION BOX | 0
866 | 866 | WORK CHANGE ORDER | 630108053 | 3 | 18.02.2021 | 1662725.02 | 31891028.1 | 33553753.12 | 0204 | FTTx IBD MUMB0204 Reliance Dx Mini | 3259755 | INSTALLATION OF FDC | 15 | EA - each | 49 | 735 | Installation of Fibre Distribution Cabinet | 0
867 | 867 | WORK CHANGE ORDER | 630108053 | 3 | 18.02.2021 | 1662725.02 | 31891028.1 | 33553753.12 | 0204 | FTTx IBD MUMB0204 Reliance Dx Mini | 3294022 | INSTALLATION OF FAT (WALL/POLE MOUNTED) | 50 | 50 EA - each | 49 | 2450 | INSTALLATION OF FIBRE ACCESS TERMINAL (WALL/POLE MOUNTED)# | 0
868 | 868 | WORK CHANGE ORDER | 630108053 | 3 | 18.02.2021 | 1662725.02 | 31891028.1 | 33553753.12 | 0204 | FTTx IBD MUMB0204 Reliance Dx Mini | 3293902 | INSTALLATION LEVEL 1 ( S1 ) SPLITTER | 20 | EA - each | 49 | 980 | INSTALLATION OF FREE ISSUED SPLITTER AT SUGGESTED LOCATION INCLUDING ALL MANPOWER, TOOLS TACKLES, HARDWARES ETC. COMPLETE AS PER THE DRG AND DIRECTION OF | 0
869 | 869 | WORK CHANGE ORDER | 630108053 | 3 | 18.02.2021 | 1662725.02 | 31891028.1 | 33553753.12 | 0204 | FTTx IBD MUMB0204 Reliance Dx Mini | 3293903 | INSTALLATION LEVEL 2 ( S2 ) SPLITTER | 160 | EA - each | 49 | 7840 | INSTALLATION OF FREE ISSUED SPLITTER AT SUGGESTED LOCATION INCLUDING ALL MANPOWER, TOOLS TACKLES, HARDWARES ETC. COMPLETE AS PER THE DRG AND DIRECTION OF | 0
870 | 870 | WORK CHANGE ORDER | 630108053 | 3 | 18.02.2021 | 1662725.02 | 31891028.1 | 33553753.12 | 0204 | FTTx IBD MUMB0204 Reliance Dx Mini | 3252601 | SPLICING,JOINTING & TERMINATION-48F | 500 | 500.000 NOS - No. | 112 | 56000 | CHARGES FOR SPLICING,JOINTING & TERMINATION OF 48F FIBRE. | 0
871 | 871 | WORK CHANGE ORDER | 630108053 | 3 | 18.02.2021 | 1662725.02 | 31891028.1 | 33553753.12 | 0204 | FTTx IBD MUMB0204 Reliance Dx Mini | 3252602 | SPLICING,JOINTING & TERMINATION-96F | 192 | 192.000 NOS - No. | 112 | 21504 | CHARGES FOR SPLICING,JOINTING & TERMINATION OF 96F FIBRE. | 0
872 | 872 | WORK CHANGE ORDER | 630108053 | 3 | 18.02.2021 | 1662725.02 | 31891028.1 | 33553753.12 | 0204 | FTTx IBD MUMB0204 Reliance Dx Mini | 3300512 | SPLICING & TERM OFC,FIXED COST/DAY | 10 | EA - each | 2425 | 24250 | OFC SPLICING&TERMINATION-FIXED COST/DAY#JOB INVOLVES: 1) SPLICING & TERMINATION OF OFC CABLE AS DIRECTED BY EIC. 2) ALL TOOLS AND TACKLES, PPES, CONSUMABLES ARE IN | 0
873 | 873 | WORK CHANGE ORDER | 630108053 | 3 | 18.02.2021 | 1662725.02 | 31891028.1 | 33553753.12 | 0204 | FTTx IBD MUMB0204 Reliance Dx Mini | 3098777 | A11102-SELF ADHESIVE LABELS | 400 | 400.000 | 10 | 4000 | 420 | 0
874 | 874 | WORK CHANGE ORDER | 630108053 | 3 | 18.02.2021 | 1662725.02 | 31891028.1 | 33553753.12 | 0204 | FTTx IBD MUMB0204 Reliance Dx Mini | 3295194 | PREPARATION OF AS BUILT DRAWINGS SBP | 15 | 15 EA - each | 194 | 2910 | AS-BUILT DRAWING FOR ALL WORKS PERFORMED AS PER SCOPE | 0
875 | 875 | WORK CHANGE ORDER | 630108053 | 3 | 18.02.2021 | 1662725.02 | 31891028.1 | 33553753.12 | 0204 | FTTx IBD MUMB0204 Reliance Dx Mini | 3111341 | DISPOSAL OF WASTE MATERIALS DEBRIS ETC. | 15 | 15.000 NOS - No. | 679 | 10185 | Collection & disposal of various kinds of unwanted materials / debris | 0
876 | 876 | WORK CHANGE ORDER | 630108053 | 3 | 18.02.2021 | 1662725.02 | 31891028.1 | 33553753.12 | 0204 | FTTx IBD MUMB0204 Reliance Dx Mini | 3295891 | MATERIAL STORAGE & SECONDARY TRNSPT | 15 | 15 EA - each | 485 | 7275 | STORAGE AND SECONDARY TRANSPORTATION OF FIM MATERIAL TO BUILDINGS, TO BE CALCULATED PER BUILDING# | 0
877 | 877 | WORK CHANGE ORDER | 630108053 | 3 | 18.02.2021 | 1662725.02 | 31891028.1 | 33553753.12 | 0204 | FTTx IBD MUMB0204 Reliance Dx Mini | 3295897 | CHRG: PRE EXECUTION BUILDING SURVEY | 15 | 15 EA - each | 290 | 4350 | PRE EXECUTION BUILDING SURVEY:#THIS IS BUILDING SURVEY BEFORE DEPLOYMENT INSIDE BUILDING DEPLOYMENT/CONSTRUCTION INCLUDES LAYING OF CONDUITS AND OTHER ODN | 0
878 | 878 | WORK CHANGE ORDER | 630108053 | 3 | 18.02.2021 | 1662725.02 | 31891028.1 | 33553753.12 | 0204 | FTTx IBD MUMB0204 Reliance Dx Mini | 3318382 | CHRG DRILLING OF HOLE 25MM IN BRICK WALL | 50 | 50 EA - each | 82 | 4100 | CHARGES FOR DRILLING HOLES OF DIAMETER 25MM IN BRICK WALL WITH PROPER DRILL MACHINE AND REINSTATEMENT AFTER CONDUITING TO ENSURE WATER PROOFING OF HOLE.# | 0
879 | 879 | WORK CHANGE ORDER | 630108053 | 3 | 18.02.2021 | 1662725.02 | 31891028.1 | 33553753.12 | 0204 | FTTx IBD MUMB0204 Reliance Dx Mini | 3318381 | CHRG DRILLING OF HOLE 40MM IN BRICK WALL | 50 | 50 EA - each | 131 | 6550 | CHARGES FOR DRILLING HOLES OF DIAMETER 40MM IN BRICK WALL WITH PROPER DRILL MACHINE AND REINSTATEMENT AFTER CONDUITING TO ENSURE WATER PROOFING OF HOLE.# | 0
880 | 880 | WORK CHANGE ORDER | 630108053 | 3 | 18.02.2021 | 1662725.02 | 31891028.1 | 33553753.12 | 0204 | FTTx IBD MUMB0204 Reliance Dx Mini | 3318200 | CHRG DRILLING OF HOLE 25MM DIA IN RCC | 50 | 50 EA - each | 131 | 6550 | CHARGES FOR DRILLING HOLES OF DIAMETER 25MM IN RCC WITH PROPER DRILL MACHINE AND REINSTATEMENT AFTER CONDUITING TO ENSURE WATER PROOFING OF HOLE.# | 0
881 | 881 | WORK CHANGE ORDER | 630108053 | 3 | 18.02.2021 | 1662725.02 | 31891028.1 | 33553753.12 | 0204 | FTTx IBD MUMB0204 Reliance Dx Mini | 3297469 | CHRG:DRILLING OF HOLE 40MM DIA IN RCC | 50 | 50 EA - each | 165 | 8250 | CHARGES FOR DRILLING HOLES OF DIAMETER ~40MM IN RCC WITH PROPER DRILL MACHINE AND REINSTATEMENT AFTER CONDUITING TO ENSURE WATER PROOFING OF HOLE. | 0
882 | 882 | WORK CHANGE ORDER | 630108053 | 3 | 18.02.2021 | 1662725.02 | 31891028.1 | 33553753.12 | 0204 | FTTx IBD MUMB0204 Reliance Dx Mini | 3319692 | S&I SIMPLEX PLUG,F/40MM HDPE DUCT | 60 | EA - each | 49 | 2940 | CHARGES FOR SUPPLYING AND FIXING OF SIMPLEX PLUG FOR 40 MM HDPE DUCT# | 0
883 | 883 | WORK CHANGE ORDER | 630108053 | 3 | 18.02.2021 | 1662725.02 | 31891028.1 | 33553753.12 | 0228 | FTTx IBD MUMB0228 Jalan House | 3293883 | CHRG;SHALLOW TRENCH 40 OR 48MM 7WAY DUCT | 50 | 50 M - Meter | 160 | 8000 | EXCAVATION OF SHALLOW TRENCHES MANUALLY/CHIPPING/SLITTING UPTO A DEPTH OF 300 MM, WIDE UP TO 100 MM IN ASPHALT / CONCRETE / TILED SURFACE, LAYING 1 X 40 MM / 1 X 7 | 0
884 | 884 | WORK CHANGE ORDER | 630108053 | 3 | 18.02.2021 | 1662725.02 | 31891028.1 | 33553753.12 | 0228 | FTTx IBD MUMB0228 Jalan House | 3314515 | CHRG:SHALLOW TREN 40MM DUCT W/2 NOS | 50 | 50 M - Meter | 160 | 8000 | EXCAVATION OF SHALLOW TRENCHES MANUALLY/CHIPPING/SLITTING IN ASPHALT / CONCRETE / TILED SURFACE, LAYING 2 NOS 40 MM DUCT AND FILLING THE COMPLETE DEPTH, INCLUDING | 0
885 | 885 | WORK CHANGE ORDER | 630108053 | 3 | 18.02.2021 | 1662725.02 | 31891028.1 | 33553753.12 | 0228 | FTTx IBD MUMB0228 Jalan House | 3293878 | CHRG;CLAMPING-1X40MM/1X7WAY MICRO DUCT | 100 | 100M - Meter | 49 | 4900 | CLAMPING OF THE DUCTS 1 X 40 MM / 1 X 7 WAY MICRO DUCT ( 48 MM OD ) ALONG THE WALL WITH THE HELP OF CLAMPING AT EVERY 1 M C/C# | 0
886 | 886 | WORK CHANGE ORDER | 630108053 | 3 | 18.02.2021 | 1662725.02 | 31891028.1 | 33553753.12 | 0228 | FTTx IBD MUMB0228 Jalan House | 3292713 | CHRGS FOR TRANS&INST OF ADSS CABLE-96F | 500 | 500M - Meter | 40 | 20000 | CHARGES FOR TRANSPORTATION & INSTALLATION OF ADSS CABLE- EIC - 96F# | 0
887 | 887 | WORK CHANGE ORDER | 630108053 | 3 | 18.02.2021 | 1662725.02 | 31891028.1 | 33553753.12 | 0228 | FTTx IBD MUMB0228 Jalan House | 3294064 | INSTALLATION 48 F ADSS / FIG 8 CABLE | 1000 | 1,000 | 34 | 34000 | INSTALLATION OF THE AERIAL CABLE (48 F ADSS / FIG 8 ) ALONG WITH THE ACCESSORIES. RATE INCLUDES SURVEY COST AND LOCAL LIASIONING CHARGES. | 0
888 | 888 | WORK CHANGE ORDER | 630108053 | 3 | 18.02.2021 | 1662725.02 | 31891028.1 | 33553753.12 | 0228 | FTTx IBD MUMB0228 Jalan House | 3294065 | INSTALLATION12F ADSS / FIG 8 CABLE | 1500 | 1,500 | 24 | 36000 | INSTALLATION OF THE AERIAL CABLE (12 F ADSS / FIG 8 ) ALONG WITH THE ACCESSORIES. RATE INCLUDES SURVEY COST AND LOCAL LIASIONING CHARGES. | 0
889 | 889 | WORK CHANGE ORDER | 630108053 | 3 | 18.02.2021 | 1662725.02 | 31891028.1 | 33553753.12 | 0228 | FTTx IBD MUMB0228 Jalan House | 3294710 | INSTALLATION 6F ADSS / FIG 8 CABLE | 500 | M - Meter | 19 | 9500 | INSTALLATION OF THE AERIAL CABLE (6 F ADSS / FIG 8 ) ALONG WITH THE ACCESSORIES. RATE INCLUDES SURVEY COST AND LOCAL LIASIONING CHARGES. # | 0
890 | 890 | WORK CHANGE ORDER | 630108053 | 3 | 18.02.2021 | 1662725.02 | 31891028.1 | 33553753.12 | 0228 | FTTx IBD MUMB0228 Jalan House | 3252599 | BLOWING OF 96F | 500 | M - Meter | 15 | 7500 | CHARGES FOR BLOWING OF 96F FIBRE. | 0
891 | 891 | WORK CHANGE ORDER | 630108053 | 3 | 18.02.2021 | 1662725.02 | 31891028.1 | 33553753.12 | 0228 | FTTx IBD MUMB0228 Jalan House | 3294262 | BLOWING / PULLING-48 F | 700 | M - Meter | 10 | 7000 | PULLING/BLOWING OF OFC- 48 F INCLUDING ALL MATERIALS, LABOUR, TOOLS, TACKLES, ETC.. # | 0
892 | 892 | WORK CHANGE ORDER | 630108053 | 3 | 18.02.2021 | 1662725.02 | 31891028.1 | 33553753.12 | 0228 | FTTx IBD MUMB0228 Jalan House | 3294264 | BLOWING / PULLING-12 F | 2000 | 2,000 | 7 | 14000 | PULLING/BLOWING OF OFC-12F INCLUDING ALL MATERIALS, LABOUR, TOOLS, TACKLES, ETC.. # | 0
893 | 893 | WORK CHANGE ORDER | 630108053 | 3 | 18.02.2021 | 1662725.02 | 31891028.1 | 33553753.12 | 0228 | FTTx IBD MUMB0228 Jalan House | 3294265 | BLOWING / PULLING-6 F | 1000 | 1,000 | 5 | 5000 | PULLING/BLOWING OF OFC-6F INCLUDING ALL MATERIALS, LABOUR, TOOLS, TACKLES, ETC.. # | 0
894 | 894 | WORK CHANGE ORDER | 630108053 | 3 | 18.02.2021 | 1662725.02 | 31891028.1 | 33553753.12 | 0228 | FTTx IBD MUMB0228 Jalan House | 3291570 | INSTLTN OF ACCESS CHAMBER 750X400X500 MM | 2 | 2 EA - each | 2328 | 4656 | INSTALLATION OF ACCESS CHAMBERS - SIZE - 750X400X500 MM DEEP.#INCLUDING COVER & LIFTING OF ACCESS CHAMBER-UPTO 50KMS INCLUDING HANDLING ,#EXCAVATION & | 0
895 | 895 | WORK CHANGE ORDER | 630108053 | 3 | 18.02.2021 | 1662725.02 | 31891028.1 | 33553753.12 | 0228 | FTTx IBD MUMB0228 Jalan House | 3314518 | INST OF PULLING CHAMBER 400X400X500MM | 10 | 10 EA - each | 970 | 9700 | INSTALLATION OF PULLING CHAMBERS - SIZE - 400X400X500 MM DEEP ; INCLUDING COVER .#EXCAVATION & BACKFILLING OF PITS ETC AS PER DRAWINGS , SPECIFICATIONS#AND AS | 0
896 | 896 | WORK CHANGE ORDER | 630108053 | 3 | 18.02.2021 | 1662725.02 | 31891028.1 | 33553753.12 | 0228 | FTTx IBD MUMB0228 Jalan House | 3294239 | CHRG;REINST,TRENCH,PCC-1:2:4,GRAVEL 20MM | 1 | 1 M3 - Cubic meter | 5335 | 5335 | CHARGES FOR REINSTATEMENT OF THE TRENCHES / PITS INCLUDING ALL MATERIALS , LABOUR, TOOLS TACKES ETC..BY PCC -1:2:4 GRAVEL SIZE - 20 MM & CURING FOR 7 DAYS. THIS ITEM | 0
897 | 897 | WORK CHANGE ORDER | 630108053 | 3 | 18.02.2021 | 1662725.02 | 31891028.1 | 33553753.12 | 0228 | FTTx IBD MUMB0228 Jalan House | 3291785 | RSTRTN EXCVTD SURFACE- W/COLD BITUMEN | 10 | 10 M - Meter | 1000 | 10000 | CHARGES FOR RESTORATION OF THE EXCAVATED SURFACES USING THE COLD BITUMEN INCLUDING PROPER COMPACTION ETC. ALL COMPLETE INCLUDING ALL MATERIALS TOOLS TACKLES | 0
898 | 898 | WORK CHANGE ORDER | 630108053 | 3 | 18.02.2021 | 1662725.02 | 31891028.1 | 33553753.12 | 0228 | FTTx IBD MUMB0228 Jalan House | 3291786 | RSTRTN EXCVTD SURFACES-W/ HOT BITUMEN | 10 | 10 M - Meter | 383 | 3830 | CHARGES FOR RESTORATION OF THE EXCAVATED SURFACES USING THE HOT BITUMEN INCLUDING PROPER COMPACTION ETC. ALL COMPLETE INCLUDING ALL MATERIALS TOOLS TACKLES | 0
899 | 899 | WORK CHANGE ORDER | 630108053 | 3 | 18.02.2021 | 1662725.02 | 31891028.1 | 33553753.12 | 0228 | FTTx IBD MUMB0228 Jalan House | 3290664 | CHRG F/RESTORATN OF SURF ;W/EXT TILES | 30 | 30 M - Meter | 286 | 8580 | CHARGES FOR RESTORATION OF THE EXCAVATED SURFACES USING THE EXISTING TILES OVER 100 MM THICK CONCRETE BEDDING. THE COST TO INCLUDE THE COST OF THE TILES, | 0
900 | 900 | WORK CHANGE ORDER | 630108053 | 3 | 18.02.2021 | 1662725.02 | 31891028.1 | 33553753.12 | 0228 | FTTx IBD MUMB0228 Jalan House | 3291784 | RSTRTN EXCVTD SURFACE-W/ PAVER BLOCK | 30 | 30 M - Meter | 631 | 18930 | CHARGES FOR RESTORATION OF THE EXCAVATED SURFACE USING NEW INTER LOCKING PAVER BLOCK OVER 100 MM THICK CONCRETE BEDDING. THE COST TO INCLUDE THE COST OF THE | 0
901 | 901 | WORK CHANGE ORDER | 630108053 | 3 | 18.02.2021 | 1662725.02 | 31891028.1 | 33553753.12 | 0228 | FTTx IBD MUMB0228 Jalan House | 3291783 | RESTORATION OF EXCV SURFACE-W/KOTA STONE | 10 | 10 M - Meter | 550 | 5500 | CHARGES FOR RESTORATION OF THE EXCAVATED SURFACE USING NEW KOTA STONE OVER 100 MM THICK CONCRETE BEDDING. THE COST TO INCLUDE THE COST OF THE KOTA STONE , | 0
902 | 902 | WORK CHANGE ORDER | 630108053 | 3 | 18.02.2021 | 1662725.02 | 31891028.1 | 33553753.12 | 0228 | FTTx IBD MUMB0228 Jalan House | 3290665 | CHRG F/RESTORATN OF SURF ;W/CHEQUED TILE | 30 | 30 M - Meter | 419 | 12570 | CHARGES FOR RESTORATION OF THE EXCAVATED SURFACE USING NEW INTER CHEQUERED TILE OVER 100 MM THICK CONCRETE BEDDING. THE COST TO INCLUDE THE COST OF THE KOTA | 0
903 | 903 | WORK CHANGE ORDER | 630108053 | 3 | 18.02.2021 | 1662725.02 | 31891028.1 | 33553753.12 | 0228 | FTTx IBD MUMB0228 Jalan House | 3171149 | S/FIXING PVC CONDUIT 25 MM | 1000 | 1,000 | 60 | 60000 | S/FIXING PVC CONDUIT 25MM | 0
904 | 904 | WORK CHANGE ORDER | 630108053 | 3 | 18.02.2021 | 1662725.02 | 31891028.1 | 33553753.12 | 0228 | FTTx IBD MUMB0228 Jalan House | 3171151 | S/FIXING PVC CONDUIT 40 MM | 600 | M - Meter | 111 | 66600 | S/FIXING PVC CONDUIT 40 MM | 0
905 | 905 | WORK CHANGE ORDER | 630108053 | 3 | 18.02.2021 | 1662725.02 | 31891028.1 | 33553753.12 | 0228 | FTTx IBD MUMB0228 Jalan House | 3318608 | S&I 25MM PVC CONDUIT USING SCAFFOLDING | 100 | 100M - Meter | 133 | 13300 | SUPPLY AND INSTALLATION OF 25MM OUTER DIA CONDUIT ON EXTERNAL WALL WITH THE HELP OF JHOOLA HOLDING INCLUDING MANPOWER, COUPLERS, BENDS, TEES, SADDLES, CLAMPS, | 0
906 | 906 | WORK CHANGE ORDER | 630108053 | 3 | 18.02.2021 | 1662725.02 | 31891028.1 | 33553753.12 | 0228 | FTTx IBD MUMB0228 Jalan House | 3318609 | S&I 40MM PVC CONDUIT USING SCAFFOLDING | 100 | 100M - Meter | 188 | 18800 | SUPPLY AND INSTALLATION OF 40MM OUTER DIA CONDUIT ON EXTERNAL WALL WITH THE HELP OF JHOOLA HOLDING INCLUDING MANPOWER, COUPLERS, BENDS, TEES, SADDLES, CLAMPS, | 0
907 | 907 | WORK CHANGE ORDER | 630108053 | 3 | 18.02.2021 | 1662725.02 | 31891028.1 | 33553753.12 | 0228 | FTTx IBD MUMB0228 Jalan House | 3206508 | SUP&LAY FLEX PVC CONDUIT DIA 25MM | 200 | M - Meter | 71 | 14200 | Supplying and laying of following sizes of flexible PVC conduit along with conduit accessories complete as required. | 0
908 | 908 | WORK CHANGE ORDER | 630108053 | 3 | 18.02.2021 | 1662725.02 | 31891028.1 | 33553753.12 | 0228 | FTTx IBD MUMB0228 Jalan House | 3206510 | SUP&LAY FLEX PVC CONDUIT DIA 40MM | 150 | M - Meter | 116 | 17400 | Supplying and laying of following sizes of flexible PVC conduit along with conduit | 0
909 | 909 | WORK CHANGE ORDER | 630108053 | 3 | 18.02.2021 | 1662725.02 | 31891028.1 | 33553753.12 | 0228 | FTTx IBD MUMB0228 Jalan House | 3318971 | S&I 25MM FLEXI PVC CONDUIT W/SCAFFOLDING | 100 | 100M - Meter | 144 | 14400 | SUPPLY AND INSTALLATION OF 25MM DIA REINFORCED FLEXIBLE CONDUIT ON EXTERNAL WALL WITH THE HELP OF JHOOLA HOLDING INCLUDING MANPOWER, COUPLERS, BENDS, TEES, | 0
910 | 910 | WORK CHANGE ORDER | 630108053 | 3 | 18.02.2021 | 1662725.02 | 31891028.1 | 33553753.12 | 0228 | FTTx IBD MUMB0228 Jalan House | 3318972 | S&I 40MM FLEXI PVC CONDUIT W/SCAFFOLDING | 100 | 100M - Meter | 194 | 19400 | SUPPLY AND INSTALLATION OF 40MM DIA REINFORCED FLEXIBLE CONDUIT ON EXTERNAL WALL WITH THE HELP OF JHOOLA HOLDING INCLUDING MANPOWER, COUPLERS, BENDS, TEES, | 0
911 | 911 | WORK CHANGE ORDER | 630108053 | 3 | 18.02.2021 | 1662725.02 | 31891028.1 | 33553753.12 | 0228 | FTTx IBD MUMB0228 Jalan House | 3319687 | P&F PVC JUNCTION BOX 40MM,4-WAY | 150 | EA - each | 30 | 4500 | CHARGES FOR SUPPLYING AND FIXING OF PVC JUNCTION BOX 40MM,FOUR WAY IN REQUIRED POSITION ALONG THE LINE OF PVC CONDUIT# | 0
912 | 912 | WORK CHANGE ORDER | 630108053 | 3 | 18.02.2021 | 1662725.02 | 31891028.1 | 33553753.12 | 0228 | FTTx IBD MUMB0228 Jalan House | 3319688 | P&F PVC JUNCTION BOX 40MM,3-WAY | 150 | EA - each | 30 | 4500 | CHARGES FOR SUPPLYING AND FIXING OF PVC JUNCTION BOX 40MM,THREE WAY IN REQUIRED POSITION ALONG THE LINE OF PVC CONDUIT# | 0
913 | 913 | WORK CHANGE ORDER | 630108053 | 3 | 18.02.2021 | 1662725.02 | 31891028.1 | 33553753.12 | 0228 | FTTx IBD MUMB0228 Jalan House | 3192918 | CHRG:S/F:PVC JUNCTION BOX 25MM,4-WAY | 150 | 150EA - each | 19 | 2850 | CHARGES FOR SUPPLYING AND FIXING OF PVC JUNCTION BOX | 0
914 | 914 | WORK CHANGE ORDER | 630108053 | 3 | 18.02.2021 | 1662725.02 | 31891028.1 | 33553753.12 | 0228 | FTTx IBD MUMB0228 Jalan House | 3192917 | CHRG:S/F:PVC JUNCTION BOX 25MM,3-WAY | 150 | 150EA - each | 19 | 2850 | CHARGES FOR SUPPLYING AND FIXING OF PVC JUNCTION BOX | 0
915 | 915 | WORK CHANGE ORDER | 630108053 | 3 | 18.02.2021 | 1662725.02 | 31891028.1 | 33553753.12 | 0228 | FTTx IBD MUMB0228 Jalan House | 3259755 | INSTALLATION OF FDC | 15 | EA - each | 49 | 735 | Installation of Fibre Distribution Cabinet | 0
916 | 916 | WORK CHANGE ORDER | 630108053 | 3 | 18.02.2021 | 1662725.02 | 31891028.1 | 33553753.12 | 0228 | FTTx IBD MUMB0228 Jalan House | 3294022 | INSTALLATION OF FAT (WALL/POLE MOUNTED) | 50 | 50 EA - each | 49 | 2450 | INSTALLATION OF FIBRE ACCESS TERMINAL (WALL/POLE MOUNTED)# | 0
917 | 917 | WORK CHANGE ORDER | 630108053 | 3 | 18.02.2021 | 1662725.02 | 31891028.1 | 33553753.12 | 0228 | FTTx IBD MUMB0228 Jalan House | 3293902 | INSTALLATION LEVEL 1 ( S1 ) SPLITTER | 20 | EA - each | 49 | 980 | INSTALLATION OF FREE ISSUED SPLITTER AT SUGGESTED LOCATION INCLUDING ALL MANPOWER, TOOLS TACKLES, HARDWARES ETC. COMPLETE AS PER THE DRG AND DIRECTION OF | 0
918 | 918 | WORK CHANGE ORDER | 630108053 | 3 | 18.02.2021 | 1662725.02 | 31891028.1 | 33553753.12 | 0228 | FTTx IBD MUMB0228 Jalan House | 3293903 | INSTALLATION LEVEL 2 ( S2 ) SPLITTER | 160 | EA - each | 49 | 7840 | INSTALLATION OF FREE ISSUED SPLITTER AT SUGGESTED LOCATION INCLUDING ALL MANPOWER, TOOLS TACKLES, HARDWARES ETC. COMPLETE AS PER THE DRG AND DIRECTION OF | 0
919 | 919 | WORK CHANGE ORDER | 630108053 | 3 | 18.02.2021 | 1662725.02 | 31891028.1 | 33553753.12 | 0228 | FTTx IBD MUMB0228 Jalan House | 3252601 | SPLICING,JOINTING & TERMINATION-48F | 500 | 500.000 NOS - No. | 112 | 56000 | CHARGES FOR SPLICING,JOINTING & TERMINATION OF 48F FIBRE. | 0
920 | 920 | WORK CHANGE ORDER | 630108053 | 3 | 18.02.2021 | 1662725.02 | 31891028.1 | 33553753.12 | 0228 | FTTx IBD MUMB0228 Jalan House | 3252602 | SPLICING,JOINTING & TERMINATION-96F | 192 | 192.000 NOS - No. | 112 | 21504 | CHARGES FOR SPLICING,JOINTING & TERMINATION OF 96F FIBRE. | 0
921 | 921 | WORK CHANGE ORDER | 630108053 | 3 | 18.02.2021 | 1662725.02 | 31891028.1 | 33553753.12 | 0228 | FTTx IBD MUMB0228 Jalan House | 3300512 | SPLICING & TERM OFC,FIXED COST/DAY | 10 | EA - each | 2425 | 24250 | OFC SPLICING&TERMINATION-FIXED COST/DAY#JOB INVOLVES: 1) SPLICING & TERMINATION OF OFC CABLE AS DIRECTED BY EIC. 2) ALL TOOLS AND TACKLES, PPES, CONSUMABLES ARE IN | 0
922 | 922 | WORK CHANGE ORDER | 630108053 | 3 | 18.02.2021 | 1662725.02 | 31891028.1 | 33553753.12 | 0228 | FTTx IBD MUMB0228 Jalan House | 3098777 | A11102-SELF ADHESIVE LABELS | 400 | 400.000 | 10 | 4000 | 420 | 0
923 | 923 | WORK CHANGE ORDER | 630108053 | 3 | 18.02.2021 | 1662725.02 | 31891028.1 | 33553753.12 | 0228 | FTTx IBD MUMB0228 Jalan House | 3295194 | PREPARATION OF AS BUILT DRAWINGS SBP | 15 | 15 EA - each | 194 | 2910 | AS-BUILT DRAWING FOR ALL WORKS PERFORMED AS PER SCOPE | 0
924 | 924 | WORK CHANGE ORDER | 630108053 | 3 | 18.02.2021 | 1662725.02 | 31891028.1 | 33553753.12 | 0228 | FTTx IBD MUMB0228 Jalan House | 3111341 | DISPOSAL OF WASTE MATERIALS DEBRIS ETC. | 15 | 15.000 NOS - No. | 679 | 10185 | Collection & disposal of various kinds of unwanted materials / debris | 0
925 | 925 | WORK CHANGE ORDER | 630108053 | 3 | 18.02.2021 | 1662725.02 | 31891028.1 | 33553753.12 | 0228 | FTTx IBD MUMB0228 Jalan House | 3295891 | MATERIAL STORAGE & SECONDARY TRNSPT | 15 | 15 EA - each | 485 | 7275 | STORAGE AND SECONDARY TRANSPORTATION OF FIM MATERIAL TO BUILDINGS, TO BE CALCULATED PER BUILDING# | 0
926 | 926 | WORK CHANGE ORDER | 630108053 | 3 | 18.02.2021 | 1662725.02 | 31891028.1 | 33553753.12 | 0228 | FTTx IBD MUMB0228 Jalan House | 3295897 | CHRG: PRE EXECUTION BUILDING SURVEY | 15 | 15 EA - each | 290 | 4350 | PRE EXECUTION BUILDING SURVEY:#THIS IS BUILDING SURVEY BEFORE DEPLOYMENT INSIDE BUILDING DEPLOYMENT/CONSTRUCTION INCLUDES LAYING OF CONDUITS AND OTHER ODN | 0
927 | 927 | WORK CHANGE ORDER | 630108053 | 3 | 18.02.2021 | 1662725.02 | 31891028.1 | 33553753.12 | 0228 | FTTx IBD MUMB0228 Jalan House | 3318382 | CHRG DRILLING OF HOLE 25MM IN BRICK WALL | 50 | 50 EA - each | 82 | 4100 | CHARGES FOR DRILLING HOLES OF DIAMETER 25MM IN BRICK WALL WITH PROPER DRILL MACHINE AND REINSTATEMENT AFTER CONDUITING TO ENSURE WATER PROOFING OF HOLE.# | 0
928 | 928 | WORK CHANGE ORDER | 630108053 | 3 | 18.02.2021 | 1662725.02 | 31891028.1 | 33553753.12 | 0228 | FTTx IBD MUMB0228 Jalan House | 3318381 | CHRG DRILLING OF HOLE 40MM IN BRICK WALL | 50 | 50 EA - each | 131 | 6550 | CHARGES FOR DRILLING HOLES OF DIAMETER 40MM IN BRICK WALL WITH PROPER DRILL MACHINE AND REINSTATEMENT AFTER CONDUITING TO ENSURE WATER PROOFING OF HOLE.# | 0
929 | 929 | WORK CHANGE ORDER | 630108053 | 3 | 18.02.2021 | 1662725.02 | 31891028.1 | 33553753.12 | 0228 | FTTx IBD MUMB0228 Jalan House | 3318200 | CHRG DRILLING OF HOLE 25MM DIA IN RCC | 50 | 50 EA - each | 131 | 6550 | CHARGES FOR DRILLING HOLES OF DIAMETER 25MM IN RCC WITH PROPER DRILL MACHINE AND REINSTATEMENT AFTER CONDUITING TO ENSURE WATER PROOFING OF HOLE.# | 0
930 | 930 | WORK CHANGE ORDER | 630108053 | 3 | 18.02.2021 | 1662725.02 | 31891028.1 | 33553753.12 | 0228 | FTTx IBD MUMB0228 Jalan House | 3297469 | CHRG:DRILLING OF HOLE 40MM DIA IN RCC | 50 | 50 EA - each | 165 | 8250 | CHARGES FOR DRILLING HOLES OF DIAMETER ~40MM IN RCC WITH PROPER DRILL MACHINE AND REINSTATEMENT AFTER CONDUITING TO ENSURE WATER PROOFING OF HOLE. | 0
931 | 931 | WORK CHANGE ORDER | 630108053 | 3 | 18.02.2021 | 1662725.02 | 31891028.1 | 33553753.12 | 0228 | FTTx IBD MUMB0228 Jalan House | 3319692 | S&I SIMPLEX PLUG,F/40MM HDPE DUCT | 60 | EA - each | 49 | 2940 | CHARGES FOR SUPPLYING AND FIXING OF SIMPLEX PLUG FOR 40 MM HDPE DUCT# | 0
932 | 932 | WORK CHANGE ORDER | 630108053 | 3 | 18.02.2021 | 1662725.02 | 31891028.1 | 33553753.12 | 0256 | FTTx IBD MUMB0256 Mahalaxmi Temple Premi | 3293883 | CHRG;SHALLOW TRENCH 40 OR 48MM 7WAY DUCT | 50 | 50 M - Meter | 160 | 8000 | EXCAVATION OF SHALLOW TRENCHES MANUALLY/CHIPPING/SLITTING UPTO A DEPTH OF 300 MM, WIDE UP TO 100 MM IN ASPHALT / CONCRETE / TILED SURFACE, LAYING 1 X 40 MM / 1 X 7 | 0
933 | 933 | WORK CHANGE ORDER | 630108053 | 3 | 18.02.2021 | 1662725.02 | 31891028.1 | 33553753.12 | 0256 | FTTx IBD MUMB0256 Mahalaxmi Temple Premi | 3314515 | CHRG:SHALLOW TREN 40MM DUCT W/2 NOS | 50 | 50 M - Meter | 160 | 8000 | EXCAVATION OF SHALLOW TRENCHES MANUALLY/CHIPPING/SLITTING IN ASPHALT / CONCRETE / TILED SURFACE, LAYING 2 NOS 40 MM DUCT AND FILLING THE COMPLETE DEPTH, INCLUDING | 0
934 | 934 | WORK CHANGE ORDER | 630108053 | 3 | 18.02.2021 | 1662725.02 | 31891028.1 | 33553753.12 | 0256 | FTTx IBD MUMB0256 Mahalaxmi Temple Premi | 3293878 | CHRG;CLAMPING-1X40MM/1X7WAY MICRO DUCT | 100 | 100M - Meter | 49 | 4900 | CLAMPING OF THE DUCTS 1 X 40 MM / 1 X 7 WAY MICRO DUCT ( 48 MM OD ) ALONG THE WALL WITH THE HELP OF CLAMPING AT EVERY 1 M C/C# | 0
935 | 935 | WORK CHANGE ORDER | 630108053 | 3 | 18.02.2021 | 1662725.02 | 31891028.1 | 33553753.12 | 0256 | FTTx IBD MUMB0256 Mahalaxmi Temple Premi | 3292713 | CHRGS FOR TRANS&INST OF ADSS CABLE-96F | 500 | 500M - Meter | 40 | 20000 | CHARGES FOR TRANSPORTATION & INSTALLATION OF ADSS CABLE- EIC - 96F# | 0
936 | 936 | WORK CHANGE ORDER | 630108053 | 3 | 18.02.2021 | 1662725.02 | 31891028.1 | 33553753.12 | 0256 | FTTx IBD MUMB0256 Mahalaxmi Temple Premi | 3294064 | INSTALLATION 48 F ADSS / FIG 8 CABLE | 1000 | 1,000 | 34 | 34000 | INSTALLATION OF THE AERIAL CABLE (48 F ADSS / FIG 8 ) ALONG WITH THE ACCESSORIES. RATE INCLUDES SURVEY COST AND LOCAL LIASIONING CHARGES. | 0
937 | 937 | WORK CHANGE ORDER | 630108053 | 3 | 18.02.2021 | 1662725.02 | 31891028.1 | 33553753.12 | 0256 | FTTx IBD MUMB0256 Mahalaxmi Temple Premi | 3294065 | INSTALLATION12F ADSS / FIG 8 CABLE | 1500 | 1,500 | 24 | 36000 | INSTALLATION OF THE AERIAL CABLE (12 F ADSS / FIG 8 ) ALONG WITH THE ACCESSORIES. RATE INCLUDES SURVEY COST AND LOCAL LIASIONING CHARGES. | 0
938 | 938 | WORK CHANGE ORDER | 630108053 | 3 | 18.02.2021 | 1662725.02 | 31891028.1 | 33553753.12 | 0256 | FTTx IBD MUMB0256 Mahalaxmi Temple Premi | 3294710 | INSTALLATION 6F ADSS / FIG 8 CABLE | 500 | M - Meter | 19 | 9500 | INSTALLATION OF THE AERIAL CABLE (6 F ADSS / FIG 8 ) ALONG WITH THE ACCESSORIES. RATE INCLUDES SURVEY COST AND LOCAL LIASIONING CHARGES. # | 0
939 | 939 | WORK CHANGE ORDER | 630108053 | 3 | 18.02.2021 | 1662725.02 | 31891028.1 | 33553753.12 | 0256 | FTTx IBD MUMB0256 Mahalaxmi Temple Premi | 3252599 | BLOWING OF 96F | 500 | M - Meter | 15 | 7500 | CHARGES FOR BLOWING OF 96F FIBRE. | 0
940 | 940 | WORK CHANGE ORDER | 630108053 | 3 | 18.02.2021 | 1662725.02 | 31891028.1 | 33553753.12 | 0256 | FTTx IBD MUMB0256 Mahalaxmi Temple Premi | 3294262 | BLOWING / PULLING-48 F | 700 | M - Meter | 10 | 7000 | PULLING/BLOWING OF OFC- 48 F INCLUDING ALL MATERIALS, LABOUR, TOOLS, TACKLES, ETC.. # | 0
941 | 941 | WORK CHANGE ORDER | 630108053 | 3 | 18.02.2021 | 1662725.02 | 31891028.1 | 33553753.12 | 0256 | FTTx IBD MUMB0256 Mahalaxmi Temple Premi | 3294264 | BLOWING / PULLING-12 F | 2000 | 2,000 | 7 | 14000 | PULLING/BLOWING OF OFC-12F INCLUDING ALL MATERIALS, LABOUR, TOOLS, TACKLES, ETC.. # | 0
942 | 942 | WORK CHANGE ORDER | 630108053 | 3 | 18.02.2021 | 1662725.02 | 31891028.1 | 33553753.12 | 0256 | FTTx IBD MUMB0256 Mahalaxmi Temple Premi | 3294265 | BLOWING / PULLING-6 F | 1000 | 1,000 | 5 | 5000 | PULLING/BLOWING OF OFC-6F INCLUDING ALL MATERIALS, LABOUR, TOOLS, TACKLES, ETC.. # | 0
943 | 943 | WORK CHANGE ORDER | 630108053 | 3 | 18.02.2021 | 1662725.02 | 31891028.1 | 33553753.12 | 0256 | FTTx IBD MUMB0256 Mahalaxmi Temple Premi | 3291570 | INSTLTN OF ACCESS CHAMBER 750X400X500 MM | 2 | 2 EA - each | 2328 | 4656 | INSTALLATION OF ACCESS CHAMBERS - SIZE - 750X400X500 MM DEEP.#INCLUDING COVER & LIFTING OF ACCESS CHAMBER-UPTO 50KMS INCLUDING HANDLING ,#EXCAVATION & | 0
944 | 944 | WORK CHANGE ORDER | 630108053 | 3 | 18.02.2021 | 1662725.02 | 31891028.1 | 33553753.12 | 0256 | FTTx IBD MUMB0256 Mahalaxmi Temple Premi | 3314518 | INST OF PULLING CHAMBER 400X400X500MM | 10 | 10 EA - each | 970 | 9700 | INSTALLATION OF PULLING CHAMBERS - SIZE - 400X400X500 MM DEEP ; INCLUDING COVER .#EXCAVATION & BACKFILLING OF PITS ETC AS PER DRAWINGS , SPECIFICATIONS#AND AS | 0
945 | 945 | WORK CHANGE ORDER | 630108053 | 3 | 18.02.2021 | 1662725.02 | 31891028.1 | 33553753.12 | 0256 | FTTx IBD MUMB0256 Mahalaxmi Temple Premi | 3294239 | CHRG;REINST,TRENCH,PCC-1:2:4,GRAVEL 20MM | 1 | 1 M3 - Cubic meter | 5335 | 5335 | CHARGES FOR REINSTATEMENT OF THE TRENCHES / PITS INCLUDING ALL MATERIALS , LABOUR, TOOLS TACKES ETC..BY PCC -1:2:4 GRAVEL SIZE - 20 MM & CURING FOR 7 DAYS. THIS ITEM | 0
946 | 946 | WORK CHANGE ORDER | 630108053 | 3 | 18.02.2021 | 1662725.02 | 31891028.1 | 33553753.12 | 0256 | FTTx IBD MUMB0256 Mahalaxmi Temple Premi | 3291785 | RSTRTN EXCVTD SURFACE- W/COLD BITUMEN | 10 | 10 M - Meter | 1000 | 10000 | CHARGES FOR RESTORATION OF THE EXCAVATED SURFACES USING THE COLD BITUMEN INCLUDING PROPER COMPACTION ETC. ALL COMPLETE INCLUDING ALL MATERIALS TOOLS TACKLES | 0
947 | 947 | WORK CHANGE ORDER | 630108053 | 3 | 18.02.2021 | 1662725.02 | 31891028.1 | 33553753.12 | 0256 | FTTx IBD MUMB0256 Mahalaxmi Temple Premi | 3291786 | RSTRTN EXCVTD SURFACES-W/ HOT BITUMEN | 10 | 10 M - Meter | 383 | 3830 | CHARGES FOR RESTORATION OF THE EXCAVATED SURFACES USING THE HOT BITUMEN INCLUDING PROPER COMPACTION ETC. ALL COMPLETE INCLUDING ALL MATERIALS TOOLS TACKLES | 0
948 | 948 | WORK CHANGE ORDER | 630108053 | 3 | 18.02.2021 | 1662725.02 | 31891028.1 | 33553753.12 | 0256 | FTTx IBD MUMB0256 Mahalaxmi Temple Premi | 3290664 | CHRG F/RESTORATN OF SURF ;W/EXT TILES | 30 | 30 M - Meter | 286 | 8580 | CHARGES FOR RESTORATION OF THE EXCAVATED SURFACES USING THE EXISTING TILES OVER 100 MM THICK CONCRETE BEDDING. THE COST TO INCLUDE THE COST OF THE TILES, | 0
949 | 949 | WORK CHANGE ORDER | 630108053 | 3 | 18.02.2021 | 1662725.02 | 31891028.1 | 33553753.12 | 0256 | FTTx IBD MUMB0256 Mahalaxmi Temple Premi | 3291784 | RSTRTN EXCVTD SURFACE-W/ PAVER BLOCK | 30 | 30 M - Meter | 631 | 18930 | CHARGES FOR RESTORATION OF THE EXCAVATED SURFACE USING NEW INTER LOCKING PAVER BLOCK OVER 100 MM THICK CONCRETE BEDDING. THE COST TO INCLUDE THE COST OF THE | 0
950 | 950 | WORK CHANGE ORDER | 630108053 | 3 | 18.02.2021 | 1662725.02 | 31891028.1 | 33553753.12 | 0256 | FTTx IBD MUMB0256 Mahalaxmi Temple Premi | 3291783 | RESTORATION OF EXCV SURFACE-W/KOTA STONE | 10 | 10 M - Meter | 550 | 5500 | CHARGES FOR RESTORATION OF THE EXCAVATED SURFACE USING NEW KOTA STONE OVER 100 MM THICK CONCRETE BEDDING. THE COST TO INCLUDE THE COST OF THE KOTA STONE , | 0
951 | 951 | WORK CHANGE ORDER | 630108053 | 3 | 18.02.2021 | 1662725.02 | 31891028.1 | 33553753.12 | 0256 | FTTx IBD MUMB0256 Mahalaxmi Temple Premi | 3290665 | CHRG F/RESTORATN OF SURF ;W/CHEQUED TILE | 30 | 30 M - Meter | 419 | 12570 | CHARGES FOR RESTORATION OF THE EXCAVATED SURFACE USING NEW INTER CHEQUERED TILE OVER 100 MM THICK CONCRETE BEDDING. THE COST TO INCLUDE THE COST OF THE KOTA | 0
952 | 952 | WORK CHANGE ORDER | 630108053 | 3 | 18.02.2021 | 1662725.02 | 31891028.1 | 33553753.12 | 0256 | FTTx IBD MUMB0256 Mahalaxmi Temple Premi | 3171149 | S/FIXING PVC CONDUIT 25 MM | 1000 | 1,000 | 60 | 60000 | S/FIXING PVC CONDUIT 25MM | 0
953 | 953 | WORK CHANGE ORDER | 630108053 | 3 | 18.02.2021 | 1662725.02 | 31891028.1 | 33553753.12 | 0256 | FTTx IBD MUMB0256 Mahalaxmi Temple Premi | 3171151 | S/FIXING PVC CONDUIT 40 MM | 600 | M - Meter | 111 | 66600 | S/FIXING PVC CONDUIT 40 MM | 0
954 | 954 | WORK CHANGE ORDER | 630108053 | 3 | 18.02.2021 | 1662725.02 | 31891028.1 | 33553753.12 | 0256 | FTTx IBD MUMB0256 Mahalaxmi Temple Premi | 3318608 | S&I 25MM PVC CONDUIT USING SCAFFOLDING | 100 | 100M - Meter | 133 | 13300 | SUPPLY AND INSTALLATION OF 25MM OUTER DIA CONDUIT ON EXTERNAL WALL WITH THE HELP OF JHOOLA HOLDING INCLUDING MANPOWER, COUPLERS, BENDS, TEES, SADDLES, CLAMPS, | 0
955 | 955 | WORK CHANGE ORDER | 630108053 | 3 | 18.02.2021 | 1662725.02 | 31891028.1 | 33553753.12 | 0256 | FTTx IBD MUMB0256 Mahalaxmi Temple Premi | 3318609 | S&I 40MM PVC CONDUIT USING SCAFFOLDING | 100 | 100M - Meter | 188 | 18800 | SUPPLY AND INSTALLATION OF 40MM OUTER DIA CONDUIT ON EXTERNAL WALL WITH THE HELP OF JHOOLA HOLDING INCLUDING MANPOWER, COUPLERS, BENDS, TEES, SADDLES, CLAMPS, | 0
956 | 956 | WORK CHANGE ORDER | 630108053 | 3 | 18.02.2021 | 1662725.02 | 31891028.1 | 33553753.12 | 0256 | FTTx IBD MUMB0256 Mahalaxmi Temple Premi | 3206508 | SUP&LAY FLEX PVC CONDUIT DIA 25MM | 200 | M - Meter | 71 | 14200 | Supplying and laying of following sizes of flexible PVC conduit along with conduit accessories complete as required. | 0
957 | 957 | WORK CHANGE ORDER | 630108053 | 3 | 18.02.2021 | 1662725.02 | 31891028.1 | 33553753.12 | 0256 | FTTx IBD MUMB0256 Mahalaxmi Temple Premi | 3206510 | SUP&LAY FLEX PVC CONDUIT DIA 40MM | 150 | M - Meter | 116 | 17400 | Supplying and laying of following sizes of flexible PVC conduit along with conduit | 0
958 | 958 | WORK CHANGE ORDER | 630108053 | 3 | 18.02.2021 | 1662725.02 | 31891028.1 | 33553753.12 | 0256 | FTTx IBD MUMB0256 Mahalaxmi Temple Premi | 3318971 | S&I 25MM FLEXI PVC CONDUIT W/SCAFFOLDING | 100 | 100M - Meter | 144 | 14400 | SUPPLY AND INSTALLATION OF 25MM DIA REINFORCED FLEXIBLE CONDUIT ON EXTERNAL WALL WITH THE HELP OF JHOOLA HOLDING INCLUDING MANPOWER, COUPLERS, BENDS, TEES, | 0
959 | 959 | WORK CHANGE ORDER | 630108053 | 3 | 18.02.2021 | 1662725.02 | 31891028.1 | 33553753.12 | 0256 | FTTx IBD MUMB0256 Mahalaxmi Temple Premi | 3318972 | S&I 40MM FLEXI PVC CONDUIT W/SCAFFOLDING | 100 | 100M - Meter | 194 | 19400 | SUPPLY AND INSTALLATION OF 40MM DIA REINFORCED FLEXIBLE CONDUIT ON EXTERNAL WALL WITH THE HELP OF JHOOLA HOLDING INCLUDING MANPOWER, COUPLERS, BENDS, TEES, | 0
960 | 960 | WORK CHANGE ORDER | 630108053 | 3 | 18.02.2021 | 1662725.02 | 31891028.1 | 33553753.12 | 0256 | FTTx IBD MUMB0256 Mahalaxmi Temple Premi | 3319687 | P&F PVC JUNCTION BOX 40MM,4-WAY | 150 | EA - each | 30 | 4500 | CHARGES FOR SUPPLYING AND FIXING OF PVC JUNCTION BOX 40MM,FOUR WAY IN REQUIRED POSITION ALONG THE LINE OF PVC CONDUIT# | 0
961 | 961 | WORK CHANGE ORDER | 630108053 | 3 | 18.02.2021 | 1662725.02 | 31891028.1 | 33553753.12 | 0256 | FTTx IBD MUMB0256 Mahalaxmi Temple Premi | 3319688 | P&F PVC JUNCTION BOX 40MM,3-WAY | 150 | EA - each | 30 | 4500 | CHARGES FOR SUPPLYING AND FIXING OF PVC JUNCTION BOX 40MM,THREE WAY IN REQUIRED POSITION ALONG THE LINE OF PVC CONDUIT# | 0
962 | 962 | WORK CHANGE ORDER | 630108053 | 3 | 18.02.2021 | 1662725.02 | 31891028.1 | 33553753.12 | 0256 | FTTx IBD MUMB0256 Mahalaxmi Temple Premi | 3192918 | CHRG:S/F:PVC JUNCTION BOX 25MM,4-WAY | 150 | 150EA - each | 19 | 2850 | CHARGES FOR SUPPLYING AND FIXING OF PVC JUNCTION BOX | 0
963 | 963 | WORK CHANGE ORDER | 630108053 | 3 | 18.02.2021 | 1662725.02 | 31891028.1 | 33553753.12 | 0256 | FTTx IBD MUMB0256 Mahalaxmi Temple Premi | 3192917 | CHRG:S/F:PVC JUNCTION BOX 25MM,3-WAY | 150 | 150EA - each | 19 | 2850 | CHARGES FOR SUPPLYING AND FIXING OF PVC JUNCTION BOX | 0
964 | 964 | WORK CHANGE ORDER | 630108053 | 3 | 18.02.2021 | 1662725.02 | 31891028.1 | 33553753.12 | 0256 | FTTx IBD MUMB0256 Mahalaxmi Temple Premi | 3259755 | INSTALLATION OF FDC | 15 | EA - each | 49 | 735 | Installation of Fibre Distribution Cabinet | 0
965 | 965 | WORK CHANGE ORDER | 630108053 | 3 | 18.02.2021 | 1662725.02 | 31891028.1 | 33553753.12 | 0256 | FTTx IBD MUMB0256 Mahalaxmi Temple Premi | 3294022 | INSTALLATION OF FAT (WALL/POLE MOUNTED) | 50 | 50 EA - each | 49 | 2450 | INSTALLATION OF FIBRE ACCESS TERMINAL (WALL/POLE MOUNTED)# | 0
966 | 966 | WORK CHANGE ORDER | 630108053 | 3 | 18.02.2021 | 1662725.02 | 31891028.1 | 33553753.12 | 0256 | FTTx IBD MUMB0256 Mahalaxmi Temple Premi | 3293902 | INSTALLATION LEVEL 1 ( S1 ) SPLITTER | 20 | EA - each | 49 | 980 | INSTALLATION OF FREE ISSUED SPLITTER AT SUGGESTED LOCATION INCLUDING ALL MANPOWER, TOOLS TACKLES, HARDWARES ETC. COMPLETE AS PER THE DRG AND DIRECTION OF | 0
967 | 967 | WORK CHANGE ORDER | 630108053 | 3 | 18.02.2021 | 1662725.02 | 31891028.1 | 33553753.12 | 0256 | FTTx IBD MUMB0256 Mahalaxmi Temple Premi | 3293903 | INSTALLATION LEVEL 2 ( S2 ) SPLITTER | 160 | EA - each | 49 | 7840 | INSTALLATION OF FREE ISSUED SPLITTER AT SUGGESTED LOCATION INCLUDING ALL MANPOWER, TOOLS TACKLES, HARDWARES ETC. COMPLETE AS PER THE DRG AND DIRECTION OF | 0
968 | 968 | WORK CHANGE ORDER | 630108053 | 3 | 18.02.2021 | 1662725.02 | 31891028.1 | 33553753.12 | 0256 | FTTx IBD MUMB0256 Mahalaxmi Temple Premi | 3252601 | SPLICING,JOINTING & TERMINATION-48F | 500 | 500.000 NOS - No. | 112 | 56000 | CHARGES FOR SPLICING,JOINTING & TERMINATION OF 48F FIBRE. | 0
969 | 969 | WORK CHANGE ORDER | 630108053 | 3 | 18.02.2021 | 1662725.02 | 31891028.1 | 33553753.12 | 0256 | FTTx IBD MUMB0256 Mahalaxmi Temple Premi | 3252602 | SPLICING,JOINTING & TERMINATION-96F | 192 | 192.000 NOS - No. | 112 | 21504 | CHARGES FOR SPLICING,JOINTING & TERMINATION OF 96F FIBRE. | 0
970 | 970 | WORK CHANGE ORDER | 630108053 | 3 | 18.02.2021 | 1662725.02 | 31891028.1 | 33553753.12 | 0256 | FTTx IBD MUMB0256 Mahalaxmi Temple Premi | 3300512 | SPLICING & TERM OFC,FIXED COST/DAY | 10 | EA - each | 2425 | 24250 | OFC SPLICING&TERMINATION-FIXED COST/DAY#JOB INVOLVES: 1) SPLICING & TERMINATION OF OFC CABLE AS DIRECTED BY EIC. 2) ALL TOOLS AND TACKLES, PPES, CONSUMABLES ARE IN | 0
971 | 971 | WORK CHANGE ORDER | 630108053 | 3 | 18.02.2021 | 1662725.02 | 31891028.1 | 33553753.12 | 0256 | FTTx IBD MUMB0256 Mahalaxmi Temple Premi | 3098777 | A11102-SELF ADHESIVE LABELS | 400 | 400.000 | 10 | 4000 | 420 | 0
972 | 972 | WORK CHANGE ORDER | 630108053 | 3 | 18.02.2021 | 1662725.02 | 31891028.1 | 33553753.12 | 0256 | FTTx IBD MUMB0256 Mahalaxmi Temple Premi | 3295194 | PREPARATION OF AS BUILT DRAWINGS SBP | 15 | 15 EA - each | 194 | 2910 | AS-BUILT DRAWING FOR ALL WORKS PERFORMED AS PER SCOPE | 0
973 | 973 | WORK CHANGE ORDER | 630108053 | 3 | 18.02.2021 | 1662725.02 | 31891028.1 | 33553753.12 | 0256 | FTTx IBD MUMB0256 Mahalaxmi Temple Premi | 3111341 | DISPOSAL OF WASTE MATERIALS DEBRIS ETC. | 15 | 15.000 NOS - No. | 679 | 10185 | Collection & disposal of various kinds of unwanted materials / debris | 0
974 | 974 | WORK CHANGE ORDER | 630108053 | 3 | 18.02.2021 | 1662725.02 | 31891028.1 | 33553753.12 | 0256 | FTTx IBD MUMB0256 Mahalaxmi Temple Premi | 3295891 | MATERIAL STORAGE & SECONDARY TRNSPT | 15 | 15 EA - each | 485 | 7275 | STORAGE AND SECONDARY TRANSPORTATION OF FIM MATERIAL TO BUILDINGS, TO BE CALCULATED PER BUILDING# | 0
975 | 975 | WORK CHANGE ORDER | 630108053 | 3 | 18.02.2021 | 1662725.02 | 31891028.1 | 33553753.12 | 0256 | FTTx IBD MUMB0256 Mahalaxmi Temple Premi | 3295897 | CHRG: PRE EXECUTION BUILDING SURVEY | 15 | 15 EA - each | 290 | 4350 | PRE EXECUTION BUILDING SURVEY:#THIS IS BUILDING SURVEY BEFORE DEPLOYMENT INSIDE BUILDING DEPLOYMENT/CONSTRUCTION INCLUDES LAYING OF CONDUITS AND OTHER ODN | 0
976 | 976 | WORK CHANGE ORDER | 630108053 | 3 | 18.02.2021 | 1662725.02 | 31891028.1 | 33553753.12 | 0256 | FTTx IBD MUMB0256 Mahalaxmi Temple Premi | 3318382 | CHRG DRILLING OF HOLE 25MM IN BRICK WALL | 50 | 50 EA - each | 82 | 4100 | CHARGES FOR DRILLING HOLES OF DIAMETER 25MM IN BRICK WALL WITH PROPER DRILL MACHINE AND REINSTATEMENT AFTER CONDUITING TO ENSURE WATER PROOFING OF HOLE.# | 0
977 | 977 | WORK CHANGE ORDER | 630108053 | 3 | 18.02.2021 | 1662725.02 | 31891028.1 | 33553753.12 | 0256 | FTTx IBD MUMB0256 Mahalaxmi Temple Premi | 3318381 | CHRG DRILLING OF HOLE 40MM IN BRICK WALL | 50 | 50 EA - each | 131 | 6550 | CHARGES FOR DRILLING HOLES OF DIAMETER 40MM IN BRICK WALL WITH PROPER DRILL MACHINE AND REINSTATEMENT AFTER CONDUITING TO ENSURE WATER PROOFING OF HOLE.# | 0
978 | 978 | WORK CHANGE ORDER | 630108053 | 3 | 18.02.2021 | 1662725.02 | 31891028.1 | 33553753.12 | 0256 | FTTx IBD MUMB0256 Mahalaxmi Temple Premi | 3318200 | CHRG DRILLING OF HOLE 25MM DIA IN RCC | 50 | 50 EA - each | 131 | 6550 | CHARGES FOR DRILLING HOLES OF DIAMETER 25MM IN RCC WITH PROPER DRILL MACHINE AND REINSTATEMENT AFTER | 0
979 | 979 | WORK CHANGE ORDER | 630108053 | 3 | 18.02.2021 | 1662725.02 | 31891028.1 | 33553753.12 | 0256 | FTTx IBD MUMB0256 Mahalaxmi Temple Premi | 3297469 | CHRG:DRILLING OF HOLE 40MM DIA IN RCC | 50 | 50 EA - each | 165 | 8250 | CHARGES FOR DRILLING HOLES OF DIAMETER ~40MM IN RCC WITH PROPER DRILL MACHINE AND REINSTATEMENT AFTER CONDUITING TO ENSURE WATER PROOFING OF HOLE. | 0
980 | 980 | WORK CHANGE ORDER | 630108053 | 3 | 18.02.2021 | 1662725.02 | 31891028.1 | 33553753.12 | 0256 | FTTx IBD MUMB0256 Mahalaxmi Temple Premi | 3319692 | S&I SIMPLEX PLUG,F/40MM HDPE DUCT | 60 | EA - each | 49 | 2940 | CHARGES FOR SUPPLYING AND FIXING OF SIMPLEX PLUG FOR 40 MM HDPE DUCT# | 0
981 | 981 | WORK CHANGE ORDER | 630108053 | 3 | 18.02.2021 | 1662725.02 | 31891028.1 | 33553753.12 | 0259 | FTTx IBD MUMB0259 Raheja Viveria | 3293883 | CHRG;SHALLOW TRENCH 40 OR 48MM 7WAY DUCT | 50 | 50 M - Meter | 160 | 8000 | EXCAVATION OF SHALLOW TRENCHES MANUALLY/CHIPPING/SLITTING UPTO A DEPTH OF 300 MM, WIDE UP TO 100 MM IN ASPHALT / CONCRETE / TILED SURFACE, LAYING 1 X 40 MM / 1 X 7 | 0
982 | 982 | WORK CHANGE ORDER | 630108053 | 3 | 18.02.2021 | 1662725.02 | 31891028.1 | 33553753.12 | 0259 | FTTx IBD MUMB0259 Raheja Viveria | 3314515 | CHRG:SHALLOW TREN 40MM DUCT W/2 NOS | 50 | 50 M - Meter | 160 | 8000 | EXCAVATION OF SHALLOW TRENCHES MANUALLY/CHIPPING/SLITTING IN ASPHALT / CONCRETE / TILED SURFACE, LAYING 2 NOS 40 MM DUCT AND FILLING THE COMPLETE DEPTH, INCLUDING | 0
983 | 983 | WORK CHANGE ORDER | 630108053 | 3 | 18.02.2021 | 1662725.02 | 31891028.1 | 33553753.12 | 0259 | FTTx IBD MUMB0259 Raheja Viveria | 3293878 | CHRG;CLAMPING-1X40MM/1X7WAY MICRO DUCT | 100 | 100M - Meter | 49 | 4900 | CLAMPING OF THE DUCTS 1 X 40 MM / 1 X 7 WAY MICRO DUCT ( 48 MM OD ) ALONG THE WALL WITH THE HELP OF CLAMPING AT EVERY 1 M C/C# | 0
984 | 984 | WORK CHANGE ORDER | 630108053 | 3 | 18.02.2021 | 1662725.02 | 31891028.1 | 33553753.12 | 0259 | FTTx IBD MUMB0259 Raheja Viveria | 3292713 | CHRGS FOR TRANS&INST OF ADSS CABLE-96F | 500 | 500M - Meter | 40 | 20000 | CHARGES FOR TRANSPORTATION & INSTALLATION OF ADSS CABLE- EIC - 96F# | 0
985 | 985 | WORK CHANGE ORDER | 630108053 | 3 | 18.02.2021 | 1662725.02 | 31891028.1 | 33553753.12 | 0259 | FTTx IBD MUMB0259 Raheja Viveria | 3294064 | INSTALLATION 48 F ADSS / FIG 8 CABLE | 1000 | 1,000 | 34 | 34000 | INSTALLATION OF THE AERIAL CABLE (48 F ADSS / FIG 8 ) ALONG WITH THE ACCESSORIES. RATE INCLUDES SURVEY COST AND LOCAL LIASIONING CHARGES. | 0
986 | 986 | WORK CHANGE ORDER | 630108053 | 3 | 18.02.2021 | 1662725.02 | 31891028.1 | 33553753.12 | 0259 | FTTx IBD MUMB0259 Raheja Viveria | 3294065 | INSTALLATION12F ADSS / FIG 8 CABLE | 1500 | 1,500 | 24 | 36000 | INSTALLATION OF THE AERIAL CABLE (12 F ADSS / FIG 8 ) ALONG WITH THE ACCESSORIES. RATE INCLUDES SURVEY COST AND LOCAL LIASIONING CHARGES. | 0
987 | 987 | WORK CHANGE ORDER | 630108053 | 3 | 18.02.2021 | 1662725.02 | 31891028.1 | 33553753.12 | 0259 | FTTx IBD MUMB0259 Raheja Viveria | 3294710 | INSTALLATION 6F ADSS / FIG 8 CABLE | 500 | M - Meter | 19 | 9500 | INSTALLATION OF THE AERIAL CABLE (6 F ADSS / FIG 8 ) ALONG WITH THE ACCESSORIES. RATE INCLUDES SURVEY COST AND LOCAL LIASIONING CHARGES. # | 0
988 | 988 | WORK CHANGE ORDER | 630108053 | 3 | 18.02.2021 | 1662725.02 | 31891028.1 | 33553753.12 | 0259 | FTTx IBD MUMB0259 Raheja Viveria | 3252599 | BLOWING OF 96F | 500 | M - Meter | 15 | 7500 | CHARGES FOR BLOWING OF 96F FIBRE. | 0
989 | 989 | WORK CHANGE ORDER | 630108053 | 3 | 18.02.2021 | 1662725.02 | 31891028.1 | 33553753.12 | 0259 | FTTx IBD MUMB0259 Raheja Viveria | 3294262 | BLOWING / PULLING-48 F | 700 | M - Meter | 10 | 7000 | PULLING/BLOWING OF OFC- 48 F INCLUDING ALL MATERIALS, LABOUR, TOOLS, TACKLES, ETC.. # | 0
990 | 990 | WORK CHANGE ORDER | 630108053 | 3 | 18.02.2021 | 1662725.02 | 31891028.1 | 33553753.12 | 0259 | FTTx IBD MUMB0259 Raheja Viveria | 3294264 | BLOWING / PULLING-12 F | 2000 | 2,000 | 7 | 14000 | PULLING/BLOWING OF OFC-12F INCLUDING ALL MATERIALS, LABOUR, TOOLS, TACKLES, ETC.. # | 0
991 | 991 | WORK CHANGE ORDER | 630108053 | 3 | 18.02.2021 | 1662725.02 | 31891028.1 | 33553753.12 | 0259 | FTTx IBD MUMB0259 Raheja Viveria | 3294265 | BLOWING / PULLING-6 F | 1000 | 1,000 | 5 | 5000 | PULLING/BLOWING OF OFC-6F INCLUDING ALL MATERIALS, LABOUR, TOOLS, TACKLES, ETC.. # | 0
992 | 992 | WORK CHANGE ORDER | 630108053 | 3 | 18.02.2021 | 1662725.02 | 31891028.1 | 33553753.12 | 0259 | FTTx IBD MUMB0259 Raheja Viveria | 3291570 | INSTLTN OF ACCESS CHAMBER 750X400X500 MM | 2 | 2 EA - each | 2328 | 4656 | INSTALLATION OF ACCESS CHAMBERS - SIZE - 750X400X500 MM DEEP.#INCLUDING COVER & LIFTING OF ACCESS CHAMBER-UPTO 50KMS INCLUDING HANDLING ,#EXCAVATION & | 0
993 | 993 | WORK CHANGE ORDER | 630108053 | 3 | 18.02.2021 | 1662725.02 | 31891028.1 | 33553753.12 | 0259 | FTTx IBD MUMB0259 Raheja Viveria | 3314518 | INST OF PULLING CHAMBER 400X400X500MM | 10 | 10 EA - each | 970 | 9700 | INSTALLATION OF PULLING CHAMBERS - SIZE - 400X400X500 MM DEEP ; INCLUDING COVER .#EXCAVATION & BACKFILLING OF PITS ETC AS PER DRAWINGS , SPECIFICATIONS#AND AS | 0
994 | 994 | WORK CHANGE ORDER | 630108053 | 3 | 18.02.2021 | 1662725.02 | 31891028.1 | 33553753.12 | 0259 | FTTx IBD MUMB0259 Raheja Viveria | 3294239 | CHRG;REINST,TRENCH,PCC-1:2:4,GRAVEL 20MM | 1 | 1 M3 - Cubic meter | 5335 | 5335 | CHARGES FOR REINSTATEMENT OF THE TRENCHES / PITS INCLUDING ALL MATERIALS , LABOUR, TOOLS TACKES ETC..BY PCC -1:2:4 GRAVEL SIZE - 20 MM & CURING FOR 7 DAYS. THIS ITEM | 0
995 | 995 | WORK CHANGE ORDER | 630108053 | 3 | 18.02.2021 | 1662725.02 | 31891028.1 | 33553753.12 | 0259 | FTTx IBD MUMB0259 Raheja Viveria | 3291785 | RSTRTN EXCVTD SURFACE- W/COLD BITUMEN | 10 | 10 M - Meter | 1000 | 10000 | CHARGES FOR RESTORATION OF THE EXCAVATED SURFACES USING THE COLD BITUMEN INCLUDING PROPER COMPACTION ETC. ALL COMPLETE INCLUDING ALL MATERIALS TOOLS TACKLES | 0
996 | 996 | WORK CHANGE ORDER | 630108053 | 3 | 18.02.2021 | 1662725.02 | 31891028.1 | 33553753.12 | 0259 | FTTx IBD MUMB0259 Raheja Viveria | 3291786 | RSTRTN EXCVTD SURFACES-W/ HOT BITUMEN | 10 | 10 M - Meter | 383 | 3830 | CHARGES FOR RESTORATION OF THE EXCAVATED SURFACES USING THE HOT BITUMEN INCLUDING PROPER COMPACTION ETC. ALL COMPLETE INCLUDING ALL MATERIALS TOOLS TACKLES | 0
997 | 997 | WORK CHANGE ORDER | 630108053 | 3 | 18.02.2021 | 1662725.02 | 31891028.1 | 33553753.12 | 0259 | FTTx IBD MUMB0259 Raheja Viveria | 3290664 | CHRG F/RESTORATN OF SURF ;W/EXT TILES | 30 | 30 M - Meter | 286 | 8580 | CHARGES FOR RESTORATION OF THE EXCAVATED SURFACES USING THE EXISTING TILES OVER 100 MM THICK CONCRETE BEDDING. THE COST TO INCLUDE THE COST OF THE TILES, | 0
998 | 998 | WORK CHANGE ORDER | 630108053 | 3 | 18.02.2021 | 1662725.02 | 31891028.1 | 33553753.12 | 0259 | FTTx IBD MUMB0259 Raheja Viveria | 3291784 | RSTRTN EXCVTD SURFACE-W/ PAVER BLOCK | 30 | 30 M - Meter | 631 | 18930 | CHARGES FOR RESTORATION OF THE EXCAVATED SURFACE USING NEW INTER LOCKING PAVER BLOCK OVER 100 MM THICK CONCRETE BEDDING. THE COST TO INCLUDE THE COST OF THE | 0
999 | 999 | WORK CHANGE ORDER | 630108053 | 3 | 18.02.2021 | 1662725.02 | 31891028.1 | 33553753.12 | 0259 | FTTx IBD MUMB0259 Raheja Viveria | 3291783 | RESTORATION OF EXCV SURFACE-W/KOTA STONE | 10 | 10 M - Meter | 550 | 5500 | CHARGES FOR RESTORATION OF THE EXCAVATED SURFACE USING NEW KOTA STONE OVER 100 MM THICK CONCRETE BEDDING. THE COST TO INCLUDE THE COST OF THE KOTA STONE , | 0
1000 | 1000 | WORK CHANGE ORDER | 630108053 | 3 | 18.02.2021 | 1662725.02 | 31891028.1 | 33553753.12 | 0259 | FTTx IBD MUMB0259 Raheja Viveria | 3290665 | CHRG F/RESTORATN OF SURF ;W/CHEQUED TILE | 30 | 30 M - Meter | 419 | 12570 | CHARGES FOR RESTORATION OF THE EXCAVATED SURFACE USING NEW INTER CHEQUERED TILE OVER 100 MM THICK CONCRETE BEDDING. THE COST TO INCLUDE THE COST OF THE KOTA | 0
1001 | 1001 | WORK CHANGE ORDER | 630108053 | 3 | 18.02.2021 | 1662725.02 | 31891028.1 | 33553753.12 | 0259 | FTTx IBD MUMB0259 Raheja Viveria | 3171149 | S/FIXING PVC CONDUIT 25 MM | 1000 | 1,000 | 60 | 60000 | S/FIXING PVC CONDUIT 25MM | 0
1002 | 1002 | WORK CHANGE ORDER | 630108053 | 3 | 18.02.2021 | 1662725.02 | 31891028.1 | 33553753.12 | 0259 | FTTx IBD MUMB0259 Raheja Viveria | 3171151 | S/FIXING PVC CONDUIT 40 MM | 600 | M - Meter | 111 | 66600 | S/FIXING PVC CONDUIT 40 MM | 0
1003 | 1003 | WORK CHANGE ORDER | 630108053 | 3 | 18.02.2021 | 1662725.02 | 31891028.1 | 33553753.12 | 0259 | FTTx IBD MUMB0259 Raheja Viveria | 3318608 | S&I 25MM PVC CONDUIT USING SCAFFOLDING | 100 | 100M - Meter | 133 | 13300 | SUPPLY AND INSTALLATION OF 25MM OUTER DIA CONDUIT ON EXTERNAL WALL WITH THE HELP OF JHOOLA HOLDING INCLUDING MANPOWER, COUPLERS, BENDS, TEES, SADDLES, CLAMPS, | 0
1004 | 1004 | WORK CHANGE ORDER | 630108053 | 3 | 18.02.2021 | 1662725.02 | 31891028.1 | 33553753.12 | 0259 | FTTx IBD MUMB0259 Raheja Viveria | 3318609 | S&I 40MM PVC CONDUIT USING SCAFFOLDING | 100 | 100M - Meter | 188 | 18800 | SUPPLY AND INSTALLATION OF 40MM OUTER DIA CONDUIT ON EXTERNAL WALL WITH THE HELP OF JHOOLA HOLDING INCLUDING MANPOWER, COUPLERS, BENDS, TEES, SADDLES, CLAMPS, | 0
1005 | 1005 | WORK CHANGE ORDER | 630108053 | 3 | 18.02.2021 | 1662725.02 | 31891028.1 | 33553753.12 | 0259 | FTTx IBD MUMB0259 Raheja Viveria | 3206508 | SUP&LAY FLEX PVC CONDUIT DIA 25MM | 200 | M - Meter | 71 | 14200 | Supplying and laying of following sizes of flexible PVC conduit along with conduit accessories complete as required. | 0
1006 | 1006 | WORK CHANGE ORDER | 630108053 | 3 | 18.02.2021 | 1662725.02 | 31891028.1 | 33553753.12 | 0259 | FTTx IBD MUMB0259 Raheja Viveria | 3206510 | SUP&LAY FLEX PVC CONDUIT DIA 40MM | 150 | M - Meter | 116 | 17400 | Supplying and laying of following sizes of flexible PVC conduit along with conduit | 0
1007 | 1007 | WORK CHANGE ORDER | 630108053 | 3 | 18.02.2021 | 1662725.02 | 31891028.1 | 33553753.12 | 0259 | FTTx IBD MUMB0259 Raheja Viveria | 3318971 | S&I 25MM FLEXI PVC CONDUIT W/SCAFFOLDING | 100 | 100M - Meter | 144 | 14400 | SUPPLY AND INSTALLATION OF 25MM DIA REINFORCED FLEXIBLE CONDUIT ON EXTERNAL WALL WITH THE HELP OF JHOOLA HOLDING INCLUDING MANPOWER, COUPLERS, BENDS, TEES, | 0
1008 | 1008 | WORK CHANGE ORDER | 630108053 | 3 | 18.02.2021 | 1662725.02 | 31891028.1 | 33553753.12 | 0259 | FTTx IBD MUMB0259 Raheja Viveria | 3318972 | S&I 40MM FLEXI PVC CONDUIT W/SCAFFOLDING | 100 | 100M - Meter | 194 | 19400 | SUPPLY AND INSTALLATION OF 40MM DIA REINFORCED FLEXIBLE CONDUIT ON EXTERNAL WALL WITH THE HELP OF JHOOLA HOLDING INCLUDING MANPOWER, COUPLERS, BENDS, TEES, | 0
1009 | 1009 | WORK CHANGE ORDER | 630108053 | 3 | 18.02.2021 | 1662725.02 | 31891028.1 | 33553753.12 | 0259 | FTTx IBD MUMB0259 Raheja Viveria | 3319687 | P&F PVC JUNCTION BOX 40MM,4-WAY | 150 | EA - each | 30 | 4500 | CHARGES FOR SUPPLYING AND FIXING OF PVC JUNCTION BOX 40MM,FOUR WAY IN REQUIRED POSITION ALONG THE LINE OF PVC CONDUIT# | 0
1010 | 1010 | WORK CHANGE ORDER | 630108053 | 3 | 18.02.2021 | 1662725.02 | 31891028.1 | 33553753.12 | 0259 | FTTx IBD MUMB0259 Raheja Viveria | 3319688 | P&F PVC JUNCTION BOX 40MM,3-WAY | 150 | EA - each | 30 | 4500 | CHARGES FOR SUPPLYING AND FIXING OF PVC JUNCTION BOX 40MM,THREE WAY IN REQUIRED POSITION ALONG THE LINE OF PVC CONDUIT# | 0
1011 | 1011 | WORK CHANGE ORDER | 630108053 | 3 | 18.02.2021 | 1662725.02 | 31891028.1 | 33553753.12 | 0259 | FTTx IBD MUMB0259 Raheja Viveria | 3192918 | CHRG:S/F:PVC JUNCTION BOX 25MM,4-WAY | 150 | 150EA - each | 19 | 2850 | CHARGES FOR SUPPLYING AND FIXING OF PVC JUNCTION BOX | 0
1012 | 1012 | WORK CHANGE ORDER | 630108053 | 3 | 18.02.2021 | 1662725.02 | 31891028.1 | 33553753.12 | 0259 | FTTx IBD MUMB0259 Raheja Viveria | 3192917 | CHRG:S/F:PVC JUNCTION BOX 25MM,3-WAY | 150 | 150EA - each | 19 | 2850 | CHARGES FOR SUPPLYING AND FIXING OF PVC JUNCTION BOX | 0
1013 | 1013 | WORK CHANGE ORDER | 630108053 | 3 | 18.02.2021 | 1662725.02 | 31891028.1 | 33553753.12 | 0259 | FTTx IBD MUMB0259 Raheja Viveria | 3259755 | INSTALLATION OF FDC | 15 | EA - each | 49 | 735 | Installation of Fibre Distribution Cabinet | 0
1014 | 1014 | WORK CHANGE ORDER | 630108053 | 3 | 18.02.2021 | 1662725.02 | 31891028.1 | 33553753.12 | 0259 | FTTx IBD MUMB0259 Raheja Viveria | 3294022 | INSTALLATION OF FAT (WALL/POLE MOUNTED) | 50 | 50 EA - each | 49 | 2450 | INSTALLATION OF FIBRE ACCESS TERMINAL (WALL/POLE MOUNTED)# | 0
1015 | 1015 | WORK CHANGE ORDER | 630108053 | 3 | 18.02.2021 | 1662725.02 | 31891028.1 | 33553753.12 | 0259 | FTTx IBD MUMB0259 Raheja Viveria | 3293902 | INSTALLATION LEVEL 1 ( S1 ) SPLITTER | 20 | EA - each | 49 | 980 | INSTALLATION OF FREE ISSUED SPLITTER AT SUGGESTED LOCATION INCLUDING ALL MANPOWER, TOOLS TACKLES, HARDWARES ETC. COMPLETE AS PER THE DRG AND DIRECTION OF | 0
1016 | 1016 | WORK CHANGE ORDER | 630108053 | 3 | 18.02.2021 | 1662725.02 | 31891028.1 | 33553753.12 | 0259 | FTTx IBD MUMB0259 Raheja Viveria | 3293903 | INSTALLATION LEVEL 2 ( S2 ) SPLITTER | 160 | EA - each | 49 | 7840 | INSTALLATION OF FREE ISSUED SPLITTER AT SUGGESTED LOCATION INCLUDING ALL MANPOWER, TOOLS TACKLES, HARDWARES ETC. COMPLETE AS PER THE DRG AND DIRECTION OF | 0
1017 | 1017 | WORK CHANGE ORDER | 630108053 | 3 | 18.02.2021 | 1662725.02 | 31891028.1 | 33553753.12 | 0259 | FTTx IBD MUMB0259 Raheja Viveria | 3252601 | SPLICING,JOINTING & TERMINATION-48F | 500 | 500.000 NOS - No. | 112 | 56000 | CHARGES FOR SPLICING,JOINTING & TERMINATION OF 48F FIBRE. | 0
1018 | 1018 | WORK CHANGE ORDER | 630108053 | 3 | 18.02.2021 | 1662725.02 | 31891028.1 | 33553753.12 | 0259 | FTTx IBD MUMB0259 Raheja Viveria | 3252602 | SPLICING,JOINTING & TERMINATION-96F | 192 | 192.000 NOS - No. | 112 | 21504 | CHARGES FOR SPLICING,JOINTING & TERMINATION OF 96F FIBRE. | 0
1019 | 1019 | WORK CHANGE ORDER | 630108053 | 3 | 18.02.2021 | 1662725.02 | 31891028.1 | 33553753.12 | 0259 | FTTx IBD MUMB0259 Raheja Viveria | 3300512 | SPLICING & TERM OFC,FIXED COST/DAY | 10 | EA - each | 2425 | 24250 | OFC SPLICING&TERMINATION-FIXED COST/DAY#JOB INVOLVES: 1) SPLICING & TERMINATION OF OFC CABLE AS DIRECTED BY EIC. 2) ALL TOOLS AND TACKLES, PPES, CONSUMABLES ARE IN | 0
1020 | 1020 | WORK CHANGE ORDER | 630108053 | 3 | 18.02.2021 | 1662725.02 | 31891028.1 | 33553753.12 | 0259 | FTTx IBD MUMB0259 Raheja Viveria | 3098777 | A11102-SELF ADHESIVE LABELS | 400 | 400.000 | 10 | 4000 | 420 | 0
1021 | 1021 | WORK CHANGE ORDER | 630108053 | 3 | 18.02.2021 | 1662725.02 | 31891028.1 | 33553753.12 | 0259 | FTTx IBD MUMB0259 Raheja Viveria | 3295194 | PREPARATION OF AS BUILT DRAWINGS SBP | 15 | 15 EA - each | 194 | 2910 | AS-BUILT DRAWING FOR ALL WORKS PERFORMED AS PER SCOPE | 0
1022 | 1022 | WORK CHANGE ORDER | 630108053 | 3 | 18.02.2021 | 1662725.02 | 31891028.1 | 33553753.12 | 0259 | FTTx IBD MUMB0259 Raheja Viveria | 3111341 | DISPOSAL OF WASTE MATERIALS DEBRIS ETC. | 15 | 15.000 NOS - No. | 679 | 10185 | Collection & disposal of various kinds of unwanted materials / debris | 0
1023 | 1023 | WORK CHANGE ORDER | 630108053 | 3 | 18.02.2021 | 1662725.02 | 31891028.1 | 33553753.12 | 0259 | FTTx IBD MUMB0259 Raheja Viveria | 3295891 | MATERIAL STORAGE & SECONDARY TRNSPT | 15 | 15 EA - each | 485 | 7275 | STORAGE AND SECONDARY TRANSPORTATION OF FIM MATERIAL TO BUILDINGS, TO BE CALCULATED PER BUILDING# | 0
1024 | 1024 | WORK CHANGE ORDER | 630108053 | 3 | 18.02.2021 | 1662725.02 | 31891028.1 | 33553753.12 | 0259 | FTTx IBD MUMB0259 Raheja Viveria | 3295897 | CHRG: PRE EXECUTION BUILDING SURVEY | 15 | 15 EA - each | 290 | 4350 | PRE EXECUTION BUILDING SURVEY:#THIS IS BUILDING SURVEY BEFORE DEPLOYMENT INSIDE BUILDING DEPLOYMENT/CONSTRUCTION INCLUDES LAYING OF CONDUITS AND OTHER ODN | 0
1025 | 1025 | WORK CHANGE ORDER | 630108053 | 3 | 18.02.2021 | 1662725.02 | 31891028.1 | 33553753.12 | 0259 | FTTx IBD MUMB0259 Raheja Viveria | 3318382 | CHRG DRILLING OF HOLE 25MM IN BRICK WALL | 50 | 50 EA - each | 82 | 4100 | CHARGES FOR DRILLING HOLES OF DIAMETER 25MM IN BRICK WALL WITH PROPER DRILL MACHINE AND REINSTATEMENT AFTER CONDUITING TO ENSURE WATER PROOFING OF HOLE.# | 0
1026 | 1026 | WORK CHANGE ORDER | 630108053 | 3 | 18.02.2021 | 1662725.02 | 31891028.1 | 33553753.12 | 0259 | FTTx IBD MUMB0259 Raheja Viveria | 3318381 | CHRG DRILLING OF HOLE 40MM IN BRICK WALL | 50 | 50 EA - each | 131 | 6550 | CHARGES FOR DRILLING HOLES OF DIAMETER 40MM IN BRICK WALL WITH PROPER DRILL MACHINE AND REINSTATEMENT AFTER CONDUITING TO ENSURE WATER PROOFING OF HOLE.# | 0
1027 | 1027 | WORK CHANGE ORDER | 630108053 | 3 | 18.02.2021 | 1662725.02 | 31891028.1 | 33553753.12 | 0259 | FTTx IBD MUMB0259 Raheja Viveria | 3318200 | CHRG DRILLING OF HOLE 25MM DIA IN RCC | 50 | 50 EA - each | 131 | 6550 | CHARGES FOR DRILLING HOLES OF DIAMETER 25MM IN RCC WITH PROPER DRILL MACHINE AND REINSTATEMENT AFTER CONDUITING TO ENSURE WATER PROOFING OF HOLE.# | 0
1028 | 1028 | WORK CHANGE ORDER | 630108053 | 3 | 18.02.2021 | 1662725.02 | 31891028.1 | 33553753.12 | 0259 | FTTx IBD MUMB0259 Raheja Viveria | 3297469 | CHRG:DRILLING OF HOLE 40MM DIA IN RCC | 50 | 50 EA - each | 165 | 8250 | CHARGES FOR DRILLING HOLES OF DIAMETER ~40MM IN RCC WITH PROPER DRILL MACHINE AND REINSTATEMENT AFTER CONDUITING TO ENSURE WATER PROOFING OF HOLE. | 0
1029 | 1029 | WORK CHANGE ORDER | 630108053 | 3 | 18.02.2021 | 1662725.02 | 31891028.1 | 33553753.12 | 0259 | FTTx IBD MUMB0259 Raheja Viveria | 3319692 | S&I SIMPLEX PLUG,F/40MM HDPE DUCT | 60 | EA - each | 49 | 2940 | CHARGES FOR SUPPLYING AND FIXING OF SIMPLEX PLUG FOR 40 MM HDPE DUCT# | 0
1030 | 1030 | WORK CHANGE ORDER | 630108053 | 3 | 18.02.2021 | 1662725.02 | 31891028.1 | 33553753.12 | 0336 | FTTx IBD MUMB0336 Sri Ram Mill | 3293883 | CHRG;SHALLOW TRENCH 40 OR 48MM 7WAY DUCT | 50 | 50 M - Meter | 160 | 8000 | EXCAVATION OF SHALLOW TRENCHES MANUALLY/CHIPPING/SLITTING UPTO A DEPTH OF 300 MM, WIDE UP TO 100 MM IN ASPHALT / CONCRETE / TILED SURFACE, LAYING 1 X 40 MM / 1 X 7 | 0
1031 | 1031 | WORK CHANGE ORDER | 630108053 | 3 | 18.02.2021 | 1662725.02 | 31891028.1 | 33553753.12 | 0336 | FTTx IBD MUMB0336 Sri Ram Mill | 3314515 | CHRG:SHALLOW TREN 40MM DUCT W/2 NOS | 50 | 50 M - Meter | 160 | 8000 | EXCAVATION OF SHALLOW TRENCHES MANUALLY/CHIPPING/SLITTING IN ASPHALT / CONCRETE / TILED SURFACE, LAYING 2 NOS 40 MM DUCT AND FILLING THE COMPLETE DEPTH, INCLUDING | 0
1032 | 1032 | WORK CHANGE ORDER | 630108053 | 3 | 18.02.2021 | 1662725.02 | 31891028.1 | 33553753.12 | 0336 | FTTx IBD MUMB0336 Sri Ram Mill | 3293878 | CHRG;CLAMPING-1X40MM/1X7WAY MICRO DUCT | 100 | 100M - Meter | 49 | 4900 | CLAMPING OF THE DUCTS 1 X 40 MM / 1 X 7 WAY MICRO DUCT ( 48 MM OD ) ALONG THE WALL WITH THE HELP OF CLAMPING AT EVERY 1 M C/C# | 0
1033 | 1033 | WORK CHANGE ORDER | 630108053 | 3 | 18.02.2021 | 1662725.02 | 31891028.1 | 33553753.12 | 0336 | FTTx IBD MUMB0336 Sri Ram Mill | 3292713 | CHRGS FOR TRANS&INST OF ADSS CABLE-96F | 500 | 500M - Meter | 40 | 20000 | CHARGES FOR TRANSPORTATION & INSTALLATION OF ADSS CABLE- EIC - 96F# | 0
1034 | 1034 | WORK CHANGE ORDER | 630108053 | 3 | 18.02.2021 | 1662725.02 | 31891028.1 | 33553753.12 | 0336 | FTTx IBD MUMB0336 Sri Ram Mill | 3294064 | INSTALLATION 48 F ADSS / FIG 8 CABLE | 1000 | 1,000 | 34 | 34000 | INSTALLATION OF THE AERIAL CABLE (48 F ADSS / FIG 8 ) ALONG WITH THE ACCESSORIES. RATE INCLUDES SURVEY COST AND LOCAL LIASIONING CHARGES. | 0
1035 | 1035 | WORK CHANGE ORDER | 630108053 | 3 | 18.02.2021 | 1662725.02 | 31891028.1 | 33553753.12 | 0336 | FTTx IBD MUMB0336 Sri Ram Mill | 3294065 | INSTALLATION12F ADSS / FIG 8 CABLE | 1500 | 1,500 | 24 | 36000 | INSTALLATION OF THE AERIAL CABLE (12 F ADSS / FIG 8 ) ALONG WITH THE ACCESSORIES. RATE INCLUDES SURVEY COST AND LOCAL LIASIONING CHARGES. | 0
1036 | 1036 | WORK CHANGE ORDER | 630108053 | 3 | 18.02.2021 | 1662725.02 | 31891028.1 | 33553753.12 | 0336 | FTTx IBD MUMB0336 Sri Ram Mill | 3294710 | INSTALLATION 6F ADSS / FIG 8 CABLE | 500 | M - Meter | 19 | 9500 | INSTALLATION OF THE AERIAL CABLE (6 F ADSS / FIG 8 ) ALONG WITH THE ACCESSORIES. RATE INCLUDES SURVEY COST AND LOCAL LIASIONING CHARGES. # | 0
1037 | 1037 | WORK CHANGE ORDER | 630108053 | 3 | 18.02.2021 | 1662725.02 | 31891028.1 | 33553753.12 | 0336 | FTTx IBD MUMB0336 Sri Ram Mill | 3252599 | BLOWING OF 96F | 500 | M - Meter | 15 | 7500 | CHARGES FOR BLOWING OF 96F FIBRE. | 0
1038 | 1038 | WORK CHANGE ORDER | 630108053 | 3 | 18.02.2021 | 1662725.02 | 31891028.1 | 33553753.12 | 0336 | FTTx IBD MUMB0336 Sri Ram Mill | 3294262 | BLOWING / PULLING-48 F | 700 | M - Meter | 10 | 7000 | PULLING/BLOWING OF OFC- 48 F INCLUDING ALL MATERIALS, LABOUR, TOOLS, TACKLES, ETC.. # | 0
1039 | 1039 | WORK CHANGE ORDER | 630108053 | 3 | 18.02.2021 | 1662725.02 | 31891028.1 | 33553753.12 | 0336 | FTTx IBD MUMB0336 Sri Ram Mill | 3294264 | BLOWING / PULLING-12 F | 2000 | 2,000 | 7 | 14000 | PULLING/BLOWING OF OFC-12F INCLUDING ALL MATERIALS, LABOUR, TOOLS, TACKLES, ETC.. # | 0
1040 | 1040 | WORK CHANGE ORDER | 630108053 | 3 | 18.02.2021 | 1662725.02 | 31891028.1 | 33553753.12 | 0336 | FTTx IBD MUMB0336 Sri Ram Mill | 3294265 | BLOWING / PULLING-6 F | 1000 | 1,000 | 5 | 5000 | PULLING/BLOWING OF OFC-6F INCLUDING ALL MATERIALS, LABOUR, TOOLS, TACKLES, ETC.. # | 0
1041 | 1041 | WORK CHANGE ORDER | 630108053 | 3 | 18.02.2021 | 1662725.02 | 31891028.1 | 33553753.12 | 0336 | FTTx IBD MUMB0336 Sri Ram Mill | 3291570 | INSTLTN OF ACCESS CHAMBER 750X400X500 MM | 2 | 2 EA - each | 2328 | 4656 | INSTALLATION OF ACCESS CHAMBERS - SIZE - 750X400X500 MM DEEP.#INCLUDING COVER & LIFTING OF ACCESS CHAMBER-UPTO 50KMS INCLUDING HANDLING ,#EXCAVATION & | 0
1042 | 1042 | WORK CHANGE ORDER | 630108053 | 3 | 18.02.2021 | 1662725.02 | 31891028.1 | 33553753.12 | 0336 | FTTx IBD MUMB0336 Sri Ram Mill | 3314518 | INST OF PULLING CHAMBER 400X400X500MM | 10 | 10 EA - each | 970 | 9700 | INSTALLATION OF PULLING CHAMBERS - SIZE - 400X400X500 MM DEEP ; INCLUDING COVER .#EXCAVATION & BACKFILLING OF PITS ETC AS PER DRAWINGS , SPECIFICATIONS#AND AS | 0
1043 | 1043 | WORK CHANGE ORDER | 630108053 | 3 | 18.02.2021 | 1662725.02 | 31891028.1 | 33553753.12 | 0336 | FTTx IBD MUMB0336 Sri Ram Mill | 3294239 | CHRG;REINST,TRENCH,PCC-1:2:4,GRAVEL 20MM | 1 | 1 M3 - Cubic meter | 5335 | 5335 | CHARGES FOR REINSTATEMENT OF THE TRENCHES / PITS INCLUDING ALL MATERIALS , LABOUR, TOOLS TACKES ETC..BY PCC -1:2:4 GRAVEL SIZE - 20 MM & CURING FOR 7 DAYS. THIS ITEM | 0
1044 | 1044 | WORK CHANGE ORDER | 630108053 | 3 | 18.02.2021 | 1662725.02 | 31891028.1 | 33553753.12 | 0336 | FTTx IBD MUMB0336 Sri Ram Mill | 3291785 | RSTRTN EXCVTD SURFACE- W/COLD BITUMEN | 10 | 10 M - Meter | 1000 | 10000 | CHARGES FOR RESTORATION OF THE EXCAVATED SURFACES USING THE COLD BITUMEN INCLUDING PROPER COMPACTION ETC. ALL COMPLETE INCLUDING ALL MATERIALS TOOLS TACKLES | 0
1045 | 1045 | WORK CHANGE ORDER | 630108053 | 3 | 18.02.2021 | 1662725.02 | 31891028.1 | 33553753.12 | 0336 | FTTx IBD MUMB0336 Sri Ram Mill | 3291786 | RSTRTN EXCVTD SURFACES-W/ HOT BITUMEN | 10 | 10 M - Meter | 383 | 3830 | CHARGES FOR RESTORATION OF THE EXCAVATED SURFACES USING THE HOT BITUMEN INCLUDING PROPER COMPACTION ETC. ALL COMPLETE INCLUDING ALL MATERIALS TOOLS TACKLES | 0
1046 | 1046 | WORK CHANGE ORDER | 630108053 | 3 | 18.02.2021 | 1662725.02 | 31891028.1 | 33553753.12 | 0336 | FTTx IBD MUMB0336 Sri Ram Mill | 3290664 | CHRG F/RESTORATN OF SURF ;W/EXT TILES | 30 | 30 M - Meter | 286 | 8580 | CHARGES FOR RESTORATION OF THE EXCAVATED SURFACES USING THE EXISTING TILES OVER 100 MM THICK CONCRETE BEDDING. THE COST TO INCLUDE THE COST OF THE TILES, | 0
1047 | 1047 | WORK CHANGE ORDER | 630108053 | 3 | 18.02.2021 | 1662725.02 | 31891028.1 | 33553753.12 | 0336 | FTTx IBD MUMB0336 Sri Ram Mill | 3291784 | RSTRTN EXCVTD SURFACE-W/ PAVER BLOCK | 30 | 30 M - Meter | 631 | 18930 | CHARGES FOR RESTORATION OF THE EXCAVATED SURFACE USING NEW INTER LOCKING PAVER BLOCK OVER 100 MM THICK CONCRETE BEDDING. THE COST TO INCLUDE THE COST OF THE | 0
1048 | 1048 | WORK CHANGE ORDER | 630108053 | 3 | 18.02.2021 | 1662725.02 | 31891028.1 | 33553753.12 | 0336 | FTTx IBD MUMB0336 Sri Ram Mill | 3291783 | RESTORATION OF EXCV SURFACE-W/KOTA STONE | 10 | 10 M - Meter | 550 | 5500 | CHARGES FOR RESTORATION OF THE EXCAVATED SURFACE USING NEW KOTA STONE OVER 100 MM THICK CONCRETE BEDDING. THE COST TO INCLUDE THE COST OF THE KOTA STONE , | 0
1049 | 1049 | WORK CHANGE ORDER | 630108053 | 3 | 18.02.2021 | 1662725.02 | 31891028.1 | 33553753.12 | 0336 | FTTx IBD MUMB0336 Sri Ram Mill | 3290665 | CHRG F/RESTORATN OF SURF ;W/CHEQUED TILE | 30 | 30 M - Meter | 419 | 12570 | CHARGES FOR RESTORATION OF THE EXCAVATED SURFACE USING NEW INTER CHEQUERED TILE OVER 100 MM THICK CONCRETE BEDDING. THE COST TO INCLUDE THE COST OF THE KOTA | 0
1050 | 1050 | WORK CHANGE ORDER | 630108053 | 3 | 18.02.2021 | 1662725.02 | 31891028.1 | 33553753.12 | 0336 | FTTx IBD MUMB0336 Sri Ram Mill | 3171149 | S/FIXING PVC CONDUIT 25 MM | 1000 | 1,000 | 60 | 60000 | S/FIXING PVC CONDUIT 25MM | 0
1051 | 1051 | WORK CHANGE ORDER | 630108053 | 3 | 18.02.2021 | 1662725.02 | 31891028.1 | 33553753.12 | 0336 | FTTx IBD MUMB0336 Sri Ram Mill | 3171151 | S/FIXING PVC CONDUIT 40 MM | 600 | M - Meter | 111 | 66600 | S/FIXING PVC CONDUIT 40 MM | 0
1052 | 1052 | WORK CHANGE ORDER | 630108053 | 3 | 18.02.2021 | 1662725.02 | 31891028.1 | 33553753.12 | 0336 | FTTx IBD MUMB0336 Sri Ram Mill | 3318608 | S&I 25MM PVC CONDUIT USING SCAFFOLDING | 100 | 100M - Meter | 133 | 13300 | SUPPLY AND INSTALLATION OF 25MM OUTER DIA CONDUIT ON EXTERNAL WALL WITH THE HELP OF JHOOLA HOLDING INCLUDING MANPOWER, COUPLERS, BENDS, TEES, SADDLES, CLAMPS, | 0
1053 | 1053 | WORK CHANGE ORDER | 630108053 | 3 | 18.02.2021 | 1662725.02 | 31891028.1 | 33553753.12 | 0336 | FTTx IBD MUMB0336 Sri Ram Mill | 3318609 | S&I 40MM PVC CONDUIT USING SCAFFOLDING | 100 | 100M - Meter | 188 | 18800 | SUPPLY AND INSTALLATION OF 40MM OUTER DIA CONDUIT ON EXTERNAL WALL WITH THE HELP OF JHOOLA HOLDING INCLUDING MANPOWER, COUPLERS, BENDS, TEES, SADDLES, CLAMPS, | 0
1054 | 1054 | WORK CHANGE ORDER | 630108053 | 3 | 18.02.2021 | 1662725.02 | 31891028.1 | 33553753.12 | 0336 | FTTx IBD MUMB0336 Sri Ram Mill | 3206508 | SUP&LAY FLEX PVC CONDUIT DIA 25MM | 200 | M - Meter | 71 | 14200 | Supplying and laying of following sizes of flexible PVC conduit along with conduit accessories complete as required. | 0
1055 | 1055 | WORK CHANGE ORDER | 630108053 | 3 | 18.02.2021 | 1662725.02 | 31891028.1 | 33553753.12 | 0336 | FTTx IBD MUMB0336 Sri Ram Mill | 3206510 | SUP&LAY FLEX PVC CONDUIT DIA 40MM | 150 | M - Meter | 116 | 17400 | Supplying and laying of following sizes of flexible PVC conduit along with conduit | 0
1056 | 1056 | WORK CHANGE ORDER | 630108053 | 3 | 18.02.2021 | 1662725.02 | 31891028.1 | 33553753.12 | 0336 | FTTx IBD MUMB0336 Sri Ram Mill | 3318971 | S&I 25MM FLEXI PVC CONDUIT W/SCAFFOLDING | 100 | 100M - Meter | 144 | 14400 | SUPPLY AND INSTALLATION OF 25MM DIA REINFORCED FLEXIBLE CONDUIT ON EXTERNAL WALL WITH THE HELP OF JHOOLA HOLDING INCLUDING MANPOWER, COUPLERS, BENDS, TEES, | 0
1057 | 1057 | WORK CHANGE ORDER | 630108053 | 3 | 18.02.2021 | 1662725.02 | 31891028.1 | 33553753.12 | 0336 | FTTx IBD MUMB0336 Sri Ram Mill | 3318972 | S&I 40MM FLEXI PVC CONDUIT W/SCAFFOLDING | 100 | 100M - Meter | 194 | 19400 | SUPPLY AND INSTALLATION OF 40MM DIA REINFORCED FLEXIBLE CONDUIT ON EXTERNAL WALL WITH THE HELP OF JHOOLA HOLDING INCLUDING MANPOWER, COUPLERS, BENDS, TEES, | 0
1058 | 1058 | WORK CHANGE ORDER | 630108053 | 3 | 18.02.2021 | 1662725.02 | 31891028.1 | 33553753.12 | 0336 | FTTx IBD MUMB0336 Sri Ram Mill | 3319687 | P&F PVC JUNCTION BOX 40MM,4-WAY | 150 | EA - each | 30 | 4500 | CHARGES FOR SUPPLYING AND FIXING OF PVC JUNCTION BOX 40MM,FOUR WAY IN REQUIRED POSITION ALONG THE LINE OF PVC CONDUIT# | 0
1059 | 1059 | WORK CHANGE ORDER | 630108053 | 3 | 18.02.2021 | 1662725.02 | 31891028.1 | 33553753.12 | 0336 | FTTx IBD MUMB0336 Sri Ram Mill | 3319688 | P&F PVC JUNCTION BOX 40MM,3-WAY | 150 | EA - each | 30 | 4500 | CHARGES FOR SUPPLYING AND FIXING OF PVC JUNCTION BOX 40MM,THREE WAY IN REQUIRED POSITION ALONG THE LINE OF PVC CONDUIT# | 0
1060 | 1060 | WORK CHANGE ORDER | 630108053 | 3 | 18.02.2021 | 1662725.02 | 31891028.1 | 33553753.12 | 0336 | FTTx IBD MUMB0336 Sri Ram Mill | 3192918 | CHRG:S/F:PVC JUNCTION BOX 25MM,4-WAY | 150 | 150EA - each | 19 | 2850 | CHARGES FOR SUPPLYING AND FIXING OF PVC JUNCTION BOX | 0
1061 | 1061 | WORK CHANGE ORDER | 630108053 | 3 | 18.02.2021 | 1662725.02 | 31891028.1 | 33553753.12 | 0336 | FTTx IBD MUMB0336 Sri Ram Mill | 3192917 | CHRG:S/F:PVC JUNCTION BOX 25MM,3-WAY | 150 | 150EA - each | 19 | 2850 | CHARGES FOR SUPPLYING AND FIXING OF PVC JUNCTION BOX | 0
1062 | 1062 | WORK CHANGE ORDER | 630108053 | 3 | 18.02.2021 | 1662725.02 | 31891028.1 | 33553753.12 | 0336 | FTTx IBD MUMB0336 Sri Ram Mill | 3259755 | INSTALLATION OF FDC | 15 | EA - each | 49 | 735 | Installation of Fibre Distribution Cabinet | 0
1063 | 1063 | WORK CHANGE ORDER | 630108053 | 3 | 18.02.2021 | 1662725.02 | 31891028.1 | 33553753.12 | 0336 | FTTx IBD MUMB0336 Sri Ram Mill | 3294022 | INSTALLATION OF FAT (WALL/POLE MOUNTED) | 50 | 50 EA - each | 49 | 2450 | INSTALLATION OF FIBRE ACCESS TERMINAL (WALL/POLE MOUNTED)# | 0
1064 | 1064 | WORK CHANGE ORDER | 630108053 | 3 | 18.02.2021 | 1662725.02 | 31891028.1 | 33553753.12 | 0336 | FTTx IBD MUMB0336 Sri Ram Mill | 3293902 | INSTALLATION LEVEL 1 ( S1 ) SPLITTER | 20 | EA - each | 49 | 980 | INSTALLATION OF FREE ISSUED SPLITTER AT SUGGESTED LOCATION INCLUDING ALL MANPOWER, TOOLS TACKLES, HARDWARES ETC. COMPLETE AS PER THE DRG AND DIRECTION OF | 0
1065 | 1065 | WORK CHANGE ORDER | 630108053 | 3 | 18.02.2021 | 1662725.02 | 31891028.1 | 33553753.12 | 0336 | FTTx IBD MUMB0336 Sri Ram Mill | 3293903 | INSTALLATION LEVEL 2 ( S2 ) SPLITTER | 160 | EA - each | 49 | 7840 | INSTALLATION OF FREE ISSUED SPLITTER AT SUGGESTED LOCATION INCLUDING ALL MANPOWER, TOOLS TACKLES, HARDWARES ETC. COMPLETE AS PER THE DRG AND DIRECTION OF | 0
1066 | 1066 | WORK CHANGE ORDER | 630108053 | 3 | 18.02.2021 | 1662725.02 | 31891028.1 | 33553753.12 | 0336 | FTTx IBD MUMB0336 Sri Ram Mill | 3252601 | SPLICING,JOINTING & TERMINATION-48F | 500 | 500.000 NOS - No. | 112 | 56000 | CHARGES FOR SPLICING,JOINTING & TERMINATION OF 48F FIBRE. | 0
1067 | 1067 | WORK CHANGE ORDER | 630108053 | 3 | 18.02.2021 | 1662725.02 | 31891028.1 | 33553753.12 | 0336 | FTTx IBD MUMB0336 Sri Ram Mill | 3252602 | SPLICING,JOINTING & TERMINATION-96F | 192 | 192.000 NOS - No. | 112 | 21504 | CHARGES FOR SPLICING,JOINTING & TERMINATION OF 96F FIBRE. | 0
1068 | 1068 | WORK CHANGE ORDER | 630108053 | 3 | 18.02.2021 | 1662725.02 | 31891028.1 | 33553753.12 | 0336 | FTTx IBD MUMB0336 Sri Ram Mill | 3300512 | SPLICING & TERM OFC,FIXED COST/DAY | 10 | EA - each | 2425 | 24250 | OFC SPLICING&TERMINATION-FIXED COST/DAY#JOB INVOLVES: 1) SPLICING & TERMINATION OF OFC CABLE AS DIRECTED BY EIC. 2) ALL TOOLS AND TACKLES, PPES, CONSUMABLES ARE IN | 0
1069 | 1069 | WORK CHANGE ORDER | 630108053 | 3 | 18.02.2021 | 1662725.02 | 31891028.1 | 33553753.12 | 0336 | FTTx IBD MUMB0336 Sri Ram Mill | 3098777 | A11102-SELF ADHESIVE LABELS | 400 | 400.000 | 10 | 4000 | 420 | 0
1070 | 1070 | WORK CHANGE ORDER | 630108053 | 3 | 18.02.2021 | 1662725.02 | 31891028.1 | 33553753.12 | 0336 | FTTx IBD MUMB0336 Sri Ram Mill | 3295194 | PREPARATION OF AS BUILT DRAWINGS SBP | 15 | 15 EA - each | 194 | 2910 | AS-BUILT DRAWING FOR ALL WORKS PERFORMED AS PER SCOPE | 0
1071 | 1071 | WORK CHANGE ORDER | 630108053 | 3 | 18.02.2021 | 1662725.02 | 31891028.1 | 33553753.12 | 0336 | FTTx IBD MUMB0336 Sri Ram Mill | 3111341 | DISPOSAL OF WASTE MATERIALS DEBRIS ETC. | 15 | 15.000 NOS - No. | 679 | 10185 | Collection & disposal of various kinds of unwanted materials / debris | 0
1072 | 1072 | WORK CHANGE ORDER | 630108053 | 3 | 18.02.2021 | 1662725.02 | 31891028.1 | 33553753.12 | 0336 | FTTx IBD MUMB0336 Sri Ram Mill | 3295891 | MATERIAL STORAGE & SECONDARY TRNSPT | 15 | 15 EA - each | 485 | 7275 | STORAGE AND SECONDARY TRANSPORTATION OF FIM MATERIAL TO BUILDINGS, TO BE CALCULATED PER BUILDING# | 0
1073 | 1073 | WORK CHANGE ORDER | 630108053 | 3 | 18.02.2021 | 1662725.02 | 31891028.1 | 33553753.12 | 0336 | FTTx IBD MUMB0336 Sri Ram Mill | 3295897 | CHRG: PRE EXECUTION BUILDING SURVEY | 15 | 15 EA - each | 290 | 4350 | PRE EXECUTION BUILDING SURVEY:#THIS IS BUILDING SURVEY BEFORE DEPLOYMENT INSIDE BUILDING DEPLOYMENT/CONSTRUCTION INCLUDES LAYING OF CONDUITS AND OTHER ODN | 0
1074 | 1074 | WORK CHANGE ORDER | 630108053 | 3 | 18.02.2021 | 1662725.02 | 31891028.1 | 33553753.12 | 0336 | FTTx IBD MUMB0336 Sri Ram Mill | 3318382 | CHRG DRILLING OF HOLE 25MM IN BRICK WALL | 50 | 50 EA - each | 82 | 4100 | CHARGES FOR DRILLING HOLES OF DIAMETER 25MM IN BRICK WALL WITH PROPER DRILL MACHINE AND REINSTATEMENT AFTER CONDUITING TO ENSURE WATER PROOFING OF HOLE.# | 0
1075 | 1075 | WORK CHANGE ORDER | 630108053 | 3 | 18.02.2021 | 1662725.02 | 31891028.1 | 33553753.12 | 0336 | FTTx IBD MUMB0336 Sri Ram Mill | 3318381 | CHRG DRILLING OF HOLE 40MM IN BRICK WALL | 50 | 50 EA - each | 131 | 6550 | CHARGES FOR DRILLING HOLES OF DIAMETER 40MM IN BRICK WALL WITH PROPER DRILL MACHINE AND REINSTATEMENT AFTER CONDUITING TO ENSURE WATER PROOFING OF HOLE.# | 0
1076 | 1076 | WORK CHANGE ORDER | 630108053 | 3 | 18.02.2021 | 1662725.02 | 31891028.1 | 33553753.12 | 0336 | FTTx IBD MUMB0336 Sri Ram Mill | 3318200 | CHRG DRILLING OF HOLE 25MM DIA IN RCC | 50 | 50 EA - each | 131 | 6550 | CHARGES FOR DRILLING HOLES OF DIAMETER 25MM IN RCC WITH PROPER DRILL MACHINE AND REINSTATEMENT AFTER CONDUITING TO ENSURE WATER PROOFING OF HOLE.# | 0
1077 | 1077 | WORK CHANGE ORDER | 630108053 | 3 | 18.02.2021 | 1662725.02 | 31891028.1 | 33553753.12 | 0336 | FTTx IBD MUMB0336 Sri Ram Mill | 3297469 | CHRG:DRILLING OF HOLE 40MM DIA IN RCC | 50 | 50 EA - each | 165 | 8250 | CHARGES FOR DRILLING HOLES OF DIAMETER ~40MM IN RCC WITH PROPER DRILL MACHINE AND REINSTATEMENT AFTER CONDUITING TO ENSURE WATER PROOFING OF HOLE. | 0
1078 | 1078 | WORK CHANGE ORDER | 630108053 | 3 | 18.02.2021 | 1662725.02 | 31891028.1 | 33553753.12 | 0336 | FTTx IBD MUMB0336 Sri Ram Mill | 3319692 | S&I SIMPLEX PLUG,F/40MM HDPE DUCT | 60 | EA - each | 49 | 2940 | CHARGES FOR SUPPLYING AND FIXING OF SIMPLEX PLUG FOR 40 MM HDPE DUCT# | 0
1079 | 1079 | WORK CHANGE ORDER | 630108053 | 3 | 18.02.2021 | 1662725.02 | 31891028.1 | 33553753.12 | 0103 | FTTx IBD MUMB0103 Jolly Bhawan | 3293883 | CHRG;SHALLOW TRENCH 40 OR 48MM 7WAY DUCT | 50 | 50 M - Meter | 160 | 8000 | EXCAVATION OF SHALLOW TRENCHES MANUALLY/CHIPPING/SLITTING UPTO A DEPTH OF 300 MM, WIDE UP TO 100 MM IN ASPHALT / CONCRETE / TILED SURFACE, LAYING 1 X 40 MM / 1 X 7 | 0
1080 | 1080 | WORK CHANGE ORDER | 630108053 | 3 | 18.02.2021 | 1662725.02 | 31891028.1 | 33553753.12 | 0103 | FTTx IBD MUMB0103 Jolly Bhawan | 3314515 | CHRG:SHALLOW TREN 40MM DUCT W/2 NOS | 50 | 50 M - Meter | 160 | 8000 | EXCAVATION OF SHALLOW TRENCHES MANUALLY/CHIPPING/SLITTING IN ASPHALT / CONCRETE / TILED SURFACE, LAYING 2 NOS 40 MM DUCT AND FILLING THE COMPLETE DEPTH, INCLUDING | 0
1081 | 1081 | WORK CHANGE ORDER | 630108053 | 3 | 18.02.2021 | 1662725.02 | 31891028.1 | 33553753.12 | 0103 | FTTx IBD MUMB0103 Jolly Bhawan | 3293878 | CHRG;CLAMPING-1X40MM/1X7WAY MICRO DUCT | 100 | 100M - Meter | 49 | 4900 | CLAMPING OF THE DUCTS 1 X 40 MM / 1 X 7 WAY MICRO DUCT ( 48 MM OD ) ALONG THE WALL WITH THE HELP OF CLAMPING AT EVERY 1 M C/C# | 0
1082 | 1082 | WORK CHANGE ORDER | 630108053 | 3 | 18.02.2021 | 1662725.02 | 31891028.1 | 33553753.12 | 0103 | FTTx IBD MUMB0103 Jolly Bhawan | 3292713 | CHRGS FOR TRANS&INST OF ADSS CABLE-96F | 500 | 500M - Meter | 40 | 20000 | CHARGES FOR TRANSPORTATION & INSTALLATION OF ADSS CABLE- EIC - 96F# | 0
1083 | 1083 | WORK CHANGE ORDER | 630108053 | 3 | 18.02.2021 | 1662725.02 | 31891028.1 | 33553753.12 | 0103 | FTTx IBD MUMB0103 Jolly Bhawan | 3294064 | INSTALLATION 48 F ADSS / FIG 8 CABLE | 1000 | 1,000 | 34 | 34000 | INSTALLATION OF THE AERIAL CABLE (48 F ADSS / FIG 8 ) ALONG WITH THE ACCESSORIES. RATE INCLUDES SURVEY COST AND LOCAL LIASIONING CHARGES. | 0
1084 | 1084 | WORK CHANGE ORDER | 630108053 | 3 | 18.02.2021 | 1662725.02 | 31891028.1 | 33553753.12 | 0103 | FTTx IBD MUMB0103 Jolly Bhawan | 3294065 | INSTALLATION12F ADSS / FIG 8 CABLE | 1500 | 1,500 | 24 | 36000 | INSTALLATION OF THE AERIAL CABLE (12 F ADSS / FIG 8 ) ALONG WITH THE ACCESSORIES. RATE INCLUDES SURVEY COST AND LOCAL LIASIONING CHARGES. | 0
1085 | 1085 | WORK CHANGE ORDER | 630108053 | 3 | 18.02.2021 | 1662725.02 | 31891028.1 | 33553753.12 | 0103 | FTTx IBD MUMB0103 Jolly Bhawan | 3294710 | INSTALLATION 6F ADSS / FIG 8 CABLE | 500 | M - Meter | 19 | 9500 | INSTALLATION OF THE AERIAL CABLE (6 F ADSS / FIG 8 ) ALONG WITH THE ACCESSORIES. RATE INCLUDES SURVEY COST AND LOCAL LIASIONING CHARGES. # | 0
1086 | 1086 | WORK CHANGE ORDER | 630108053 | 3 | 18.02.2021 | 1662725.02 | 31891028.1 | 33553753.12 | 0103 | FTTx IBD MUMB0103 Jolly Bhawan | 3252599 | BLOWING OF 96F | 500 | M - Meter | 15 | 7500 | CHARGES FOR BLOWING OF 96F FIBRE. | 0
1087 | 1087 | WORK CHANGE ORDER | 630108053 | 3 | 18.02.2021 | 1662725.02 | 31891028.1 | 33553753.12 | 0103 | FTTx IBD MUMB0103 Jolly Bhawan | 3294262 | BLOWING / PULLING-48 F | 700 | M - Meter | 10 | 7000 | PULLING/BLOWING OF OFC- 48 F INCLUDING ALL MATERIALS, LABOUR, TOOLS, TACKLES, ETC.. # | 0
1088 | 1088 | WORK CHANGE ORDER | 630108053 | 3 | 18.02.2021 | 1662725.02 | 31891028.1 | 33553753.12 | 0103 | FTTx IBD MUMB0103 Jolly Bhawan | 3294264 | BLOWING / PULLING-12 F | 2000 | 2,000 | 7 | 14000 | PULLING/BLOWING OF OFC-12F INCLUDING ALL MATERIALS, LABOUR, TOOLS, TACKLES, ETC.. # | 0
1089 | 1089 | WORK CHANGE ORDER | 630108053 | 3 | 18.02.2021 | 1662725.02 | 31891028.1 | 33553753.12 | 0103 | FTTx IBD MUMB0103 Jolly Bhawan | 3294265 | BLOWING / PULLING-6 F | 1000 | 1,000 | 5 | 5000 | PULLING/BLOWING OF OFC-6F INCLUDING ALL MATERIALS, LABOUR, TOOLS, TACKLES, ETC.. # | 0
1090 | 1090 | WORK CHANGE ORDER | 630108053 | 3 | 18.02.2021 | 1662725.02 | 31891028.1 | 33553753.12 | 0103 | FTTx IBD MUMB0103 Jolly Bhawan | 3291570 | INSTLTN OF ACCESS CHAMBER 750X400X500 MM | 2 | 2 EA - each | 2328 | 4656 | INSTALLATION OF ACCESS CHAMBERS - SIZE - 750X400X500 MM DEEP.#INCLUDING COVER & LIFTING OF ACCESS CHAMBER-UPTO 50KMS INCLUDING HANDLING ,#EXCAVATION & | 0
1091 | 1091 | WORK CHANGE ORDER | 630108053 | 3 | 18.02.2021 | 1662725.02 | 31891028.1 | 33553753.12 | 0103 | FTTx IBD MUMB0103 Jolly Bhawan | 3314518 | INST OF PULLING CHAMBER 400X400X500MM | 10 | 10 EA - each | 970 | 9700 | INSTALLATION OF PULLING CHAMBERS - SIZE - 400X400X500 MM DEEP ; INCLUDING COVER .#EXCAVATION & BACKFILLING OF PITS ETC AS PER DRAWINGS , SPECIFICATIONS#AND AS | 0
1092 | 1092 | WORK CHANGE ORDER | 630108053 | 3 | 18.02.2021 | 1662725.02 | 31891028.1 | 33553753.12 | 0103 | FTTx IBD MUMB0103 Jolly Bhawan | 3294239 | CHRG;REINST,TRENCH,PCC-1:2:4,GRAVEL 20MM | 1 | 1 M3 - Cubic meter | 5335 | 5335 | CHARGES FOR REINSTATEMENT OF THE TRENCHES / PITS INCLUDING ALL MATERIALS , LABOUR, TOOLS TACKES ETC..BY PCC -1:2:4 GRAVEL SIZE - 20 MM & CURING FOR 7 DAYS. THIS ITEM | 0
1093 | 1093 | WORK CHANGE ORDER | 630108053 | 3 | 18.02.2021 | 1662725.02 | 31891028.1 | 33553753.12 | 0103 | FTTx IBD MUMB0103 Jolly Bhawan | 3291785 | RSTRTN EXCVTD SURFACE- W/COLD BITUMEN | 10 | 10 M - Meter | 1000 | 10000 | CHARGES FOR RESTORATION OF THE EXCAVATED SURFACES USING THE COLD BITUMEN INCLUDING PROPER COMPACTION ETC. ALL COMPLETE INCLUDING ALL MATERIALS TOOLS TACKLES | 0
1094 | 1094 | WORK CHANGE ORDER | 630108053 | 3 | 18.02.2021 | 1662725.02 | 31891028.1 | 33553753.12 | 0103 | FTTx IBD MUMB0103 Jolly Bhawan | 3291786 | RSTRTN EXCVTD SURFACES-W/ HOT BITUMEN | 10 | 10 M - Meter | 383 | 3830 | CHARGES FOR RESTORATION OF THE EXCAVATED SURFACES USING THE HOT BITUMEN INCLUDING PROPER COMPACTION ETC. ALL COMPLETE INCLUDING ALL MATERIALS TOOLS TACKLES | 0
1095 | 1095 | WORK CHANGE ORDER | 630108053 | 3 | 18.02.2021 | 1662725.02 | 31891028.1 | 33553753.12 | 0103 | FTTx IBD MUMB0103 Jolly Bhawan | 3290664 | CHRG F/RESTORATN OF SURF ;W/EXT TILES | 30 | 30 M - Meter | 286 | 8580 | CHARGES FOR RESTORATION OF THE EXCAVATED SURFACES USING THE EXISTING TILES OVER 100 MM THICK CONCRETE BEDDING. THE COST TO INCLUDE THE COST OF THE TILES, | 0
1096 | 1096 | WORK CHANGE ORDER | 630108053 | 3 | 18.02.2021 | 1662725.02 | 31891028.1 | 33553753.12 | 0103 | FTTx IBD MUMB0103 Jolly Bhawan | 3291784 | RSTRTN EXCVTD SURFACE-W/ PAVER BLOCK | 30 | 30 M - Meter | 631 | 18930 | CHARGES FOR RESTORATION OF THE EXCAVATED SURFACE USING NEW INTER LOCKING PAVER BLOCK OVER 100 MM THICK CONCRETE BEDDING. THE COST TO INCLUDE THE COST OF THE | 0
1097 | 1097 | WORK CHANGE ORDER | 630108053 | 3 | 18.02.2021 | 1662725.02 | 31891028.1 | 33553753.12 | 0103 | FTTx IBD MUMB0103 Jolly Bhawan | 3291783 | RESTORATION OF EXCV SURFACE-W/KOTA STONE | 10 | 10 M - Meter | 550 | 5500 | CHARGES FOR RESTORATION OF THE EXCAVATED SURFACE USING NEW KOTA STONE OVER 100 MM THICK CONCRETE BEDDING. THE COST TO INCLUDE THE COST OF THE KOTA STONE , | 0
1098 | 1098 | WORK CHANGE ORDER | 630108053 | 3 | 18.02.2021 | 1662725.02 | 31891028.1 | 33553753.12 | 0103 | FTTx IBD MUMB0103 Jolly Bhawan | 3290665 | CHRG F/RESTORATN OF SURF ;W/CHEQUED TILE | 30 | 30 M - Meter | 419 | 12570 | CHARGES FOR RESTORATION OF THE EXCAVATED SURFACE USING NEW INTER CHEQUERED TILE OVER 100 MM THICK CONCRETE BEDDING. THE COST TO INCLUDE THE COST OF THE KOTA | 0
1099 | 1099 | WORK CHANGE ORDER | 630108053 | 3 | 18.02.2021 | 1662725.02 | 31891028.1 | 33553753.12 | 0103 | FTTx IBD MUMB0103 Jolly Bhawan | 3171149 | S/FIXING PVC CONDUIT 25 MM | 1000 | 1,000 | 60 | 60000 | S/FIXING PVC CONDUIT 25MM | 0
1100 | 1100 | WORK CHANGE ORDER | 630108053 | 3 | 18.02.2021 | 1662725.02 | 31891028.1 | 33553753.12 | 0103 | FTTx IBD MUMB0103 Jolly Bhawan | 3171151 | S/FIXING PVC CONDUIT 40 MM | 600 | M - Meter | 111 | 66600 | S/FIXING PVC CONDUIT 40 MM | 0
1101 | 1101 | WORK CHANGE ORDER | 630108053 | 3 | 18.02.2021 | 1662725.02 | 31891028.1 | 33553753.12 | 0103 | FTTx IBD MUMB0103 Jolly Bhawan | 3318608 | S&I 25MM PVC CONDUIT USING SCAFFOLDING | 100 | 100M - Meter | 133 | 13300 | SUPPLY AND INSTALLATION OF 25MM OUTER DIA CONDUIT ON EXTERNAL WALL WITH THE HELP OF JHOOLA HOLDING INCLUDING MANPOWER, COUPLERS, BENDS, TEES, SADDLES, CLAMPS, | 0
1102 | 1102 | WORK CHANGE ORDER | 630108053 | 3 | 18.02.2021 | 1662725.02 | 31891028.1 | 33553753.12 | 0103 | FTTx IBD MUMB0103 Jolly Bhawan | 3318609 | S&I 40MM PVC CONDUIT USING SCAFFOLDING | 100 | 100M - Meter | 188 | 18800 | SUPPLY AND INSTALLATION OF 40MM OUTER DIA CONDUIT ON EXTERNAL WALL WITH THE HELP OF JHOOLA HOLDING INCLUDING MANPOWER, COUPLERS, BENDS, TEES, SADDLES, CLAMPS, | 0
1103 | 1103 | WORK CHANGE ORDER | 630108053 | 3 | 18.02.2021 | 1662725.02 | 31891028.1 | 33553753.12 | 0103 | FTTx IBD MUMB0103 Jolly Bhawan | 3206508 | SUP&LAY FLEX PVC CONDUIT DIA 25MM | 200 | M - Meter | 71 | 14200 | Supplying and laying of following sizes of flexible PVC conduit along with conduit accessories complete as required. | 0
1104 | 1104 | WORK CHANGE ORDER | 630108053 | 3 | 18.02.2021 | 1662725.02 | 31891028.1 | 33553753.12 | 0103 | FTTx IBD MUMB0103 Jolly Bhawan | 3206510 | SUP&LAY FLEX PVC CONDUIT DIA 40MM | 150 | M - Meter | 116 | 17400 | Supplying and laying of following sizes of flexible PVC conduit along with conduit | 0
1105 | 1105 | WORK CHANGE ORDER | 630108053 | 3 | 18.02.2021 | 1662725.02 | 31891028.1 | 33553753.12 | 0103 | FTTx IBD MUMB0103 Jolly Bhawan | 3318971 | S&I 25MM FLEXI PVC CONDUIT W/SCAFFOLDING | 100 | 100M - Meter | 144 | 14400 | SUPPLY AND INSTALLATION OF 25MM DIA REINFORCED FLEXIBLE CONDUIT ON EXTERNAL WALL WITH THE HELP OF JHOOLA HOLDING INCLUDING MANPOWER, COUPLERS, BENDS, TEES, | 0
1106 | 1106 | WORK CHANGE ORDER | 630108053 | 3 | 18.02.2021 | 1662725.02 | 31891028.1 | 33553753.12 | 0103 | FTTx IBD MUMB0103 Jolly Bhawan | 3318972 | S&I 40MM FLEXI PVC CONDUIT W/SCAFFOLDING | 100 | 100M - Meter | 194 | 19400 | SUPPLY AND INSTALLATION OF 40MM DIA REINFORCED FLEXIBLE CONDUIT ON EXTERNAL WALL WITH THE HELP OF JHOOLA HOLDING INCLUDING MANPOWER, COUPLERS, BENDS, TEES, | 0
1107 | 1107 | WORK CHANGE ORDER | 630108053 | 3 | 18.02.2021 | 1662725.02 | 31891028.1 | 33553753.12 | 0103 | FTTx IBD MUMB0103 Jolly Bhawan | 3319687 | P&F PVC JUNCTION BOX 40MM,4-WAY | 150 | EA - each | 30 | 4500 | CHARGES FOR SUPPLYING AND FIXING OF PVC JUNCTION BOX 40MM,FOUR WAY IN REQUIRED POSITION ALONG THE LINE OF PVC CONDUIT# | 0
1108 | 1108 | WORK CHANGE ORDER | 630108053 | 3 | 18.02.2021 | 1662725.02 | 31891028.1 | 33553753.12 | 0103 | FTTx IBD MUMB0103 Jolly Bhawan | 3319688 | P&F PVC JUNCTION BOX 40MM,3-WAY | 150 | EA - each | 30 | 4500 | CHARGES FOR SUPPLYING AND FIXING OF PVC JUNCTION BOX 40MM,THREE WAY IN REQUIRED POSITION ALONG THE LINE OF PVC CONDUIT# | 0
1109 | 1109 | WORK CHANGE ORDER | 630108053 | 3 | 18.02.2021 | 1662725.02 | 31891028.1 | 33553753.12 | 0103 | FTTx IBD MUMB0103 Jolly Bhawan | 3192918 | CHRG:S/F:PVC JUNCTION BOX 25MM,4-WAY | 150 | 150EA - each | 19 | 2850 | CHARGES FOR SUPPLYING AND FIXING OF PVC JUNCTION BOX | 0
1110 | 1110 | WORK CHANGE ORDER | 630108053 | 3 | 18.02.2021 | 1662725.02 | 31891028.1 | 33553753.12 | 0103 | FTTx IBD MUMB0103 Jolly Bhawan | 3192917 | CHRG:S/F:PVC JUNCTION BOX 25MM,3-WAY | 150 | 150EA - each | 19 | 2850 | CHARGES FOR SUPPLYING AND FIXING OF PVC JUNCTION BOX | 0
1111 | 1111 | WORK CHANGE ORDER | 630108053 | 3 | 18.02.2021 | 1662725.02 | 31891028.1 | 33553753.12 | 0103 | FTTx IBD MUMB0103 Jolly Bhawan | 3259755 | INSTALLATION OF FDC | 15 | EA - each | 49 | 735 | Installation of Fibre Distribution Cabinet | 0
1112 | 1112 | WORK CHANGE ORDER | 630108053 | 3 | 18.02.2021 | 1662725.02 | 31891028.1 | 33553753.12 | 0103 | FTTx IBD MUMB0103 Jolly Bhawan | 3294022 | INSTALLATION OF FAT (WALL/POLE MOUNTED) | 50 | 50 EA - each | 49 | 2450 | INSTALLATION OF FIBRE ACCESS TERMINAL (WALL/POLE MOUNTED)# | 0
1113 | 1113 | WORK CHANGE ORDER | 630108053 | 3 | 18.02.2021 | 1662725.02 | 31891028.1 | 33553753.12 | 0103 | FTTx IBD MUMB0103 Jolly Bhawan | 3293902 | INSTALLATION LEVEL 1 ( S1 ) SPLITTER | 20 | EA - each | 49 | 980 | INSTALLATION OF FREE ISSUED SPLITTER AT SUGGESTED LOCATION INCLUDING ALL MANPOWER, TOOLS TACKLES, HARDWARES ETC. COMPLETE AS PER THE DRG AND DIRECTION OF | 0
1114 | 1114 | WORK CHANGE ORDER | 630108053 | 3 | 18.02.2021 | 1662725.02 | 31891028.1 | 33553753.12 | 0103 | FTTx IBD MUMB0103 Jolly Bhawan | 3293903 | INSTALLATION LEVEL 2 ( S2 ) SPLITTER | 160 | EA - each | 49 | 7840 | INSTALLATION OF FREE ISSUED SPLITTER AT SUGGESTED LOCATION INCLUDING ALL MANPOWER, TOOLS TACKLES, HARDWARES ETC. COMPLETE AS PER THE DRG AND DIRECTION OF | 0
1115 | 1115 | WORK CHANGE ORDER | 630108053 | 3 | 18.02.2021 | 1662725.02 | 31891028.1 | 33553753.12 | 0103 | FTTx IBD MUMB0103 Jolly Bhawan | 3252601 | SPLICING,JOINTING & TERMINATION-48F | 500 | 500.000 NOS - No. | 112 | 56000 | CHARGES FOR SPLICING,JOINTING & TERMINATION OF 48F FIBRE. | 0
1116 | 1116 | WORK CHANGE ORDER | 630108053 | 3 | 18.02.2021 | 1662725.02 | 31891028.1 | 33553753.12 | 0103 | FTTx IBD MUMB0103 Jolly Bhawan | 3252602 | SPLICING,JOINTING & TERMINATION-96F | 192 | 192.000 NOS - No. | 112 | 21504 | CHARGES FOR SPLICING,JOINTING & TERMINATION OF 96F FIBRE. | 0
1117 | 1117 | WORK CHANGE ORDER | 630108053 | 3 | 18.02.2021 | 1662725.02 | 31891028.1 | 33553753.12 | 0103 | FTTx IBD MUMB0103 Jolly Bhawan | 3300512 | SPLICING & TERM OFC,FIXED COST/DAY | 10 | EA - each | 2425 | 24250 | OFC SPLICING&TERMINATION-FIXED COST/DAY#JOB INVOLVES: 1) SPLICING & TERMINATION OF OFC CABLE AS DIRECTED BY EIC. 2) ALL TOOLS AND TACKLES, PPES, CONSUMABLES ARE IN | 0
1118 | 1118 | WORK CHANGE ORDER | 630108053 | 3 | 18.02.2021 | 1662725.02 | 31891028.1 | 33553753.12 | 0103 | FTTx IBD MUMB0103 Jolly Bhawan | 3098777 | A11102-SELF ADHESIVE LABELS | 400 | 400.000 | 10 | 4000 | 420 | 0
1119 | 1119 | WORK CHANGE ORDER | 630108053 | 3 | 18.02.2021 | 1662725.02 | 31891028.1 | 33553753.12 | 0103 | FTTx IBD MUMB0103 Jolly Bhawan | 3295194 | PREPARATION OF AS BUILT DRAWINGS SBP | 15 | 15 EA - each | 194 | 2910 | AS-BUILT DRAWING FOR ALL WORKS PERFORMED AS PER SCOPE | 0
1120 | 1120 | WORK CHANGE ORDER | 630108053 | 3 | 18.02.2021 | 1662725.02 | 31891028.1 | 33553753.12 | 0103 | FTTx IBD MUMB0103 Jolly Bhawan | 3111341 | DISPOSAL OF WASTE MATERIALS DEBRIS ETC. | 15 | 15.000 NOS - No. | 679 | 10185 | Collection & disposal of various kinds of unwanted materials / debris | 0
1121 | 1121 | WORK CHANGE ORDER | 630108053 | 3 | 18.02.2021 | 1662725.02 | 31891028.1 | 33553753.12 | 0103 | FTTx IBD MUMB0103 Jolly Bhawan | 3295891 | MATERIAL STORAGE & SECONDARY TRNSPT | 15 | 15 EA - each | 485 | 7275 | STORAGE AND SECONDARY TRANSPORTATION OF FIM MATERIAL TO BUILDINGS, TO BE CALCULATED PER BUILDING# | 0
1122 | 1122 | WORK CHANGE ORDER | 630108053 | 3 | 18.02.2021 | 1662725.02 | 31891028.1 | 33553753.12 | 0103 | FTTx IBD MUMB0103 Jolly Bhawan | 3295897 | CHRG: PRE EXECUTION BUILDING SURVEY | 15 | 15 EA - each | 290 | 4350 | PRE EXECUTION BUILDING SURVEY:#THIS IS BUILDING SURVEY BEFORE DEPLOYMENT INSIDE BUILDING DEPLOYMENT/CONSTRUCTION INCLUDES LAYING OF CONDUITS AND OTHER ODN | 0
1123 | 1123 | WORK CHANGE ORDER | 630108053 | 3 | 18.02.2021 | 1662725.02 | 31891028.1 | 33553753.12 | 0103 | FTTx IBD MUMB0103 Jolly Bhawan | 3318382 | CHRG DRILLING OF HOLE 25MM IN BRICK WALL | 50 | 50 EA - each | 82 | 4100 | CHARGES FOR DRILLING HOLES OF DIAMETER 25MM IN BRICK WALL WITH PROPER DRILL MACHINE AND REINSTATEMENT AFTER CONDUITING TO ENSURE WATER PROOFING OF HOLE.# | 0
1124 | 1124 | WORK CHANGE ORDER | 630108053 | 3 | 18.02.2021 | 1662725.02 | 31891028.1 | 33553753.12 | 0103 | FTTx IBD MUMB0103 Jolly Bhawan | 3318381 | CHRG DRILLING OF HOLE 40MM IN BRICK WALL | 50 | 50 EA - each | 131 | 6550 | CHARGES FOR DRILLING HOLES OF DIAMETER 40MM IN BRICK WALL WITH PROPER DRILL MACHINE AND REINSTATEMENT AFTER CONDUITING TO ENSURE WATER PROOFING OF HOLE.# | 0
1125 | 1125 | WORK CHANGE ORDER | 630108053 | 3 | 18.02.2021 | 1662725.02 | 31891028.1 | 33553753.12 | 0103 | FTTx IBD MUMB0103 Jolly Bhawan | 3318200 | CHRG DRILLING OF HOLE 25MM DIA IN RCC | 50 | 50 EA - each | 131 | 6550 | CHARGES FOR DRILLING HOLES OF DIAMETER 25MM IN RCC WITH PROPER DRILL MACHINE AND REINSTATEMENT AFTER CONDUITING TO ENSURE WATER PROOFING OF HOLE.# | 0
1126 | 1126 | WORK CHANGE ORDER | 630108053 | 3 | 18.02.2021 | 1662725.02 | 31891028.1 | 33553753.12 | 0103 | FTTx IBD MUMB0103 Jolly Bhawan | 3297469 | CHRG:DRILLING OF HOLE 40MM DIA IN RCC | 50 | 50 EA - each | 165 | 8250 | CHARGES FOR DRILLING HOLES OF DIAMETER ~40MM IN RCC WITH PROPER DRILL MACHINE AND REINSTATEMENT AFTER CONDUITING TO ENSURE WATER PROOFING OF HOLE. | 0
1127 | 1127 | WORK CHANGE ORDER | 630108053 | 3 | 18.02.2021 | 1662725.02 | 31891028.1 | 33553753.12 | 0103 | FTTx IBD MUMB0103 Jolly Bhawan | 3319692 | S&I SIMPLEX PLUG,F/40MM HDPE DUCT | 60 | EA - each | 49 | 2940 | CHARGES FOR SUPPLYING AND FIXING OF SIMPLEX PLUG FOR 40 MM HDPE DUCT# | 0
1128 | 1128 | WORK CHANGE ORDER | 630108053 | 3 | 18.02.2021 | 1662725.02 | 31891028.1 | 33553753.12 | 0104 | FTTx IBD MUMB0104 Vijay Mahal | 3293883 | CHRG;SHALLOW TRENCH 40 OR 48MM 7WAY DUCT | 50 | 50 M - Meter | 160 | 8000 | EXCAVATION OF SHALLOW TRENCHES MANUALLY/CHIPPING/SLITTING UPTO A DEPTH OF 300 MM, WIDE UP TO 100 MM IN ASPHALT / CONCRETE / TILED SURFACE, LAYING 1 X 40 MM / 1 X 7 | 0
1129 | 1129 | WORK CHANGE ORDER | 630108053 | 3 | 18.02.2021 | 1662725.02 | 31891028.1 | 33553753.12 | 0104 | FTTx IBD MUMB0104 Vijay Mahal | 3314515 | CHRG:SHALLOW TREN 40MM DUCT W/2 NOS | 50 | 50 M - Meter | 160 | 8000 | EXCAVATION OF SHALLOW TRENCHES MANUALLY/CHIPPING/SLITTING IN ASPHALT / CONCRETE / TILED SURFACE, LAYING 2 NOS 40 MM DUCT AND FILLING THE COMPLETE DEPTH, INCLUDING | 0
1130 | 1130 | WORK CHANGE ORDER | 630108053 | 3 | 18.02.2021 | 1662725.02 | 31891028.1 | 33553753.12 | 0104 | FTTx IBD MUMB0104 Vijay Mahal | 3293878 | CHRG;CLAMPING-1X40MM/1X7WAY MICRO DUCT | 100 | 100M - Meter | 49 | 4900 | CLAMPING OF THE DUCTS 1 X 40 MM / 1 X 7 WAY MICRO DUCT ( 48 MM OD ) ALONG THE WALL WITH THE HELP OF CLAMPING AT EVERY 1 M C/C# | 0
1131 | 1131 | WORK CHANGE ORDER | 630108053 | 3 | 18.02.2021 | 1662725.02 | 31891028.1 | 33553753.12 | 0104 | FTTx IBD MUMB0104 Vijay Mahal | 3292713 | CHRGS FOR TRANS&INST OF ADSS CABLE-96F | 500 | 500M - Meter | 40 | 20000 | CHARGES FOR TRANSPORTATION & INSTALLATION OF ADSS CABLE- EIC - 96F# | 0
1132 | 1132 | WORK CHANGE ORDER | 630108053 | 3 | 18.02.2021 | 1662725.02 | 31891028.1 | 33553753.12 | 0104 | FTTx IBD MUMB0104 Vijay Mahal | 3294064 | INSTALLATION 48 F ADSS / FIG 8 CABLE | 1000 | 1,000 | 34 | 34000 | INSTALLATION OF THE AERIAL CABLE (48 F ADSS / FIG 8 ) ALONG WITH THE ACCESSORIES. RATE INCLUDES SURVEY COST AND LOCAL LIASIONING CHARGES. | 0
1133 | 1133 | WORK CHANGE ORDER | 630108053 | 3 | 18.02.2021 | 1662725.02 | 31891028.1 | 33553753.12 | 0104 | FTTx IBD MUMB0104 Vijay Mahal | 3294065 | INSTALLATION12F ADSS / FIG 8 CABLE | 1500 | 1,500 | 24 | 36000 | INSTALLATION OF THE AERIAL CABLE (12 F ADSS / FIG 8 ) ALONG WITH THE ACCESSORIES. RATE INCLUDES SURVEY COST AND LOCAL LIASIONING CHARGES. | 0
1134 | 1134 | WORK CHANGE ORDER | 630108053 | 3 | 18.02.2021 | 1662725.02 | 31891028.1 | 33553753.12 | 0104 | FTTx IBD MUMB0104 Vijay Mahal | 3294710 | INSTALLATION 6F ADSS / FIG 8 CABLE | 500 | M - Meter | 19 | 9500 | INSTALLATION OF THE AERIAL CABLE (6 F ADSS / FIG 8 ) ALONG WITH THE ACCESSORIES. RATE INCLUDES SURVEY COST AND LOCAL LIASIONING CHARGES. # | 0
1135 | 1135 | WORK CHANGE ORDER | 630108053 | 3 | 18.02.2021 | 1662725.02 | 31891028.1 | 33553753.12 | 0104 | FTTx IBD MUMB0104 Vijay Mahal | 3252599 | BLOWING OF 96F | 500 | M - Meter | 15 | 7500 | CHARGES FOR BLOWING OF 96F FIBRE. | 0
1136 | 1136 | WORK CHANGE ORDER | 630108053 | 3 | 18.02.2021 | 1662725.02 | 31891028.1 | 33553753.12 | 0104 | FTTx IBD MUMB0104 Vijay Mahal | 3294262 | BLOWING / PULLING-48 F | 700 | M - Meter | 10 | 7000 | PULLING/BLOWING OF OFC- 48 F INCLUDING ALL MATERIALS, LABOUR, TOOLS, TACKLES, ETC.. # | 0
1137 | 1137 | WORK CHANGE ORDER | 630108053 | 3 | 18.02.2021 | 1662725.02 | 31891028.1 | 33553753.12 | 0104 | FTTx IBD MUMB0104 Vijay Mahal | 3294264 | BLOWING / PULLING-12 F | 2000 | 2,000 | 7 | 14000 | PULLING/BLOWING OF OFC-12F INCLUDING ALL MATERIALS, LABOUR, TOOLS, TACKLES, ETC.. # | 0
1138 | 1138 | WORK CHANGE ORDER | 630108053 | 3 | 18.02.2021 | 1662725.02 | 31891028.1 | 33553753.12 | 0104 | FTTx IBD MUMB0104 Vijay Mahal | 3294265 | BLOWING / PULLING-6 F | 1000 | 1,000 | 5 | 5000 | PULLING/BLOWING OF OFC-6F INCLUDING ALL MATERIALS, LABOUR, TOOLS, TACKLES, ETC.. # | 0
1139 | 1139 | WORK CHANGE ORDER | 630108053 | 3 | 18.02.2021 | 1662725.02 | 31891028.1 | 33553753.12 | 0104 | FTTx IBD MUMB0104 Vijay Mahal | 3291570 | INSTLTN OF ACCESS CHAMBER 750X400X500 MM | 2 | 2 EA - each | 2328 | 4656 | INSTALLATION OF ACCESS CHAMBERS - SIZE - 750X400X500 MM DEEP.#INCLUDING COVER & LIFTING OF ACCESS CHAMBER-UPTO 50KMS INCLUDING HANDLING ,#EXCAVATION & | 0
1140 | 1140 | WORK CHANGE ORDER | 630108053 | 3 | 18.02.2021 | 1662725.02 | 31891028.1 | 33553753.12 | 0104 | FTTx IBD MUMB0104 Vijay Mahal | 3314518 | INST OF PULLING CHAMBER 400X400X500MM | 10 | 10 EA - each | 970 | 9700 | INSTALLATION OF PULLING CHAMBERS - SIZE - 400X400X500 MM DEEP ; INCLUDING COVER .#EXCAVATION & BACKFILLING OF PITS ETC AS PER DRAWINGS , SPECIFICATIONS#AND AS | 0
1141 | 1141 | WORK CHANGE ORDER | 630108053 | 3 | 18.02.2021 | 1662725.02 | 31891028.1 | 33553753.12 | 0104 | FTTx IBD MUMB0104 Vijay Mahal | 3294239 | CHRG;REINST,TRENCH,PCC-1:2:4,GRAVEL 20MM | 1 | 1 M3 - Cubic meter | 5335 | 5335 | CHARGES FOR REINSTATEMENT OF THE TRENCHES / PITS INCLUDING ALL MATERIALS , LABOUR, TOOLS TACKES ETC..BY PCC -1:2:4 GRAVEL SIZE - 20 MM & CURING FOR 7 DAYS. THIS ITEM | 0
1142 | 1142 | WORK CHANGE ORDER | 630108053 | 3 | 18.02.2021 | 1662725.02 | 31891028.1 | 33553753.12 | 0104 | FTTx IBD MUMB0104 Vijay Mahal | 3291785 | RSTRTN EXCVTD SURFACE- W/COLD BITUMEN | 10 | 10 M - Meter | 1000 | 10000 | CHARGES FOR RESTORATION OF THE EXCAVATED SURFACES USING THE COLD BITUMEN INCLUDING PROPER COMPACTION ETC. ALL COMPLETE INCLUDING ALL MATERIALS TOOLS TACKLES | 0
1143 | 1143 | WORK CHANGE ORDER | 630108053 | 3 | 18.02.2021 | 1662725.02 | 31891028.1 | 33553753.12 | 0104 | FTTx IBD MUMB0104 Vijay Mahal | 3291786 | RSTRTN EXCVTD SURFACES-W/ HOT BITUMEN | 10 | 10 M - Meter | 383 | 3830 | CHARGES FOR RESTORATION OF THE EXCAVATED SURFACES USING THE HOT BITUMEN INCLUDING PROPER COMPACTION ETC. ALL COMPLETE INCLUDING ALL MATERIALS TOOLS TACKLES | 0
1144 | 1144 | WORK CHANGE ORDER | 630108053 | 3 | 18.02.2021 | 1662725.02 | 31891028.1 | 33553753.12 | 0104 | FTTx IBD MUMB0104 Vijay Mahal | 3290664 | CHRG F/RESTORATN OF SURF ;W/EXT TILES | 30 | 30 M - Meter | 286 | 8580 | CHARGES FOR RESTORATION OF THE EXCAVATED SURFACES USING THE EXISTING TILES OVER 100 MM THICK CONCRETE BEDDING. THE COST TO INCLUDE THE COST OF THE TILES, | 0
1145 | 1145 | WORK CHANGE ORDER | 630108053 | 3 | 18.02.2021 | 1662725.02 | 31891028.1 | 33553753.12 | 0104 | FTTx IBD MUMB0104 Vijay Mahal | 3291784 | RSTRTN EXCVTD SURFACE-W/ PAVER BLOCK | 30 | 30 M - Meter | 631 | 18930 | CHARGES FOR RESTORATION OF THE EXCAVATED SURFACE USING NEW INTER LOCKING PAVER BLOCK OVER 100 MM THICK CONCRETE BEDDING. THE COST TO INCLUDE THE COST OF THE | 0
1146 | 1146 | WORK CHANGE ORDER | 630108053 | 3 | 18.02.2021 | 1662725.02 | 31891028.1 | 33553753.12 | 0104 | FTTx IBD MUMB0104 Vijay Mahal | 3291783 | RESTORATION OF EXCV SURFACE-W/KOTA STONE | 10 | 10 M - Meter | 550 | 5500 | CHARGES FOR RESTORATION OF THE EXCAVATED SURFACE USING NEW KOTA STONE OVER 100 MM THICK CONCRETE BEDDING. THE COST TO INCLUDE THE COST OF THE KOTA STONE , | 0
1147 | 1147 | WORK CHANGE ORDER | 630108053 | 3 | 18.02.2021 | 1662725.02 | 31891028.1 | 33553753.12 | 0104 | FTTx IBD MUMB0104 Vijay Mahal | 3290665 | CHRG F/RESTORATN OF SURF ;W/CHEQUED TILE | 30 | 30 M - Meter | 419 | 12570 | CHARGES FOR RESTORATION OF THE EXCAVATED SURFACE USING NEW INTER CHEQUERED TILE OVER 100 MM THICK CONCRETE BEDDING. THE COST TO INCLUDE THE COST OF THE KOTA | 0
1148 | 1148 | WORK CHANGE ORDER | 630108053 | 3 | 18.02.2021 | 1662725.02 | 31891028.1 | 33553753.12 | 0104 | FTTx IBD MUMB0104 Vijay Mahal | 3171149 | S/FIXING PVC CONDUIT 25 MM | 1000 | 1,000 | 60 | 60000 | S/FIXING PVC CONDUIT 25MM | 0
1149 | 1149 | WORK CHANGE ORDER | 630108053 | 3 | 18.02.2021 | 1662725.02 | 31891028.1 | 33553753.12 | 0104 | FTTx IBD MUMB0104 Vijay Mahal | 3171151 | S/FIXING PVC CONDUIT 40 MM | 600 | M - Meter | 111 | 66600 | S/FIXING PVC CONDUIT 40 MM | 0
1150 | 1150 | WORK CHANGE ORDER | 630108053 | 3 | 18.02.2021 | 1662725.02 | 31891028.1 | 33553753.12 | 0104 | FTTx IBD MUMB0104 Vijay Mahal | 3318608 | S&I 25MM PVC CONDUIT USING SCAFFOLDING | 100 | 100M - Meter | 133 | 13300 | SUPPLY AND INSTALLATION OF 25MM OUTER DIA CONDUIT ON EXTERNAL WALL WITH THE HELP OF JHOOLA HOLDING INCLUDING MANPOWER, COUPLERS, BENDS, TEES, SADDLES, CLAMPS, | 0
1151 | 1151 | WORK CHANGE ORDER | 630108053 | 3 | 18.02.2021 | 1662725.02 | 31891028.1 | 33553753.12 | 0104 | FTTx IBD MUMB0104 Vijay Mahal | 3318609 | S&I 40MM PVC CONDUIT USING SCAFFOLDING | 100 | 100M - Meter | 188 | 18800 | SUPPLY AND INSTALLATION OF 40MM OUTER DIA CONDUIT ON EXTERNAL WALL WITH THE HELP OF JHOOLA HOLDING INCLUDING MANPOWER, COUPLERS, BENDS, TEES, SADDLES, CLAMPS, | 0
1152 | 1152 | WORK CHANGE ORDER | 630108053 | 3 | 18.02.2021 | 1662725.02 | 31891028.1 | 33553753.12 | 0104 | FTTx IBD MUMB0104 Vijay Mahal | 3206508 | SUP&LAY FLEX PVC CONDUIT DIA 25MM | 200 | M - Meter | 71 | 14200 | Supplying and laying of following sizes of flexible PVC conduit along with conduit accessories complete as required. | 0
1153 | 1153 | WORK CHANGE ORDER | 630108053 | 3 | 18.02.2021 | 1662725.02 | 31891028.1 | 33553753.12 | 0104 | FTTx IBD MUMB0104 Vijay Mahal | 3206510 | SUP&LAY FLEX PVC CONDUIT DIA 40MM | 150 | M - Meter | 116 | 17400 | Supplying and laying of following sizes of flexible PVC conduit along with conduit | 0
1154 | 1154 | WORK CHANGE ORDER | 630108053 | 3 | 18.02.2021 | 1662725.02 | 31891028.1 | 33553753.12 | 0104 | FTTx IBD MUMB0104 Vijay Mahal | 3318971 | S&I 25MM FLEXI PVC CONDUIT W/SCAFFOLDING | 100 | 100M - Meter | 144 | 14400 | SUPPLY AND INSTALLATION OF 25MM DIA REINFORCED FLEXIBLE CONDUIT ON EXTERNAL WALL WITH THE HELP OF JHOOLA HOLDING INCLUDING MANPOWER, COUPLERS, BENDS, TEES, | 0
1155 | 1155 | WORK CHANGE ORDER | 630108053 | 3 | 18.02.2021 | 1662725.02 | 31891028.1 | 33553753.12 | 0104 | FTTx IBD MUMB0104 Vijay Mahal | 3318972 | S&I 40MM FLEXI PVC CONDUIT W/SCAFFOLDING | 100 | 100M - Meter | 194 | 19400 | SUPPLY AND INSTALLATION OF 40MM DIA REINFORCED FLEXIBLE CONDUIT ON EXTERNAL WALL WITH THE HELP OF JHOOLA HOLDING INCLUDING MANPOWER, COUPLERS, BENDS, TEES, | 0
1156 | 1156 | WORK CHANGE ORDER | 630108053 | 3 | 18.02.2021 | 1662725.02 | 31891028.1 | 33553753.12 | 0104 | FTTx IBD MUMB0104 Vijay Mahal | 3319687 | P&F PVC JUNCTION BOX 40MM,4-WAY | 150 | EA - each | 30 | 4500 | CHARGES FOR SUPPLYING AND FIXING OF PVC JUNCTION BOX 40MM,FOUR WAY IN REQUIRED POSITION ALONG THE LINE OF PVC CONDUIT# | 0
1157 | 1157 | WORK CHANGE ORDER | 630108053 | 3 | 18.02.2021 | 1662725.02 | 31891028.1 | 33553753.12 | 0104 | FTTx IBD MUMB0104 Vijay Mahal | 3319688 | P&F PVC JUNCTION BOX 40MM,3-WAY | 150 | EA - each | 30 | 4500 | CHARGES FOR SUPPLYING AND FIXING OF PVC JUNCTION BOX 40MM,THREE WAY IN REQUIRED POSITION ALONG THE LINE OF PVC CONDUIT# | 0
1158 | 1158 | WORK CHANGE ORDER | 630108053 | 3 | 18.02.2021 | 1662725.02 | 31891028.1 | 33553753.12 | 0104 | FTTx IBD MUMB0104 Vijay Mahal | 3192918 | CHRG:S/F:PVC JUNCTION BOX 25MM,4-WAY | 150 | 150EA - each | 19 | 2850 | CHARGES FOR SUPPLYING AND FIXING OF PVC JUNCTION BOX | 0
1159 | 1159 | WORK CHANGE ORDER | 630108053 | 3 | 18.02.2021 | 1662725.02 | 31891028.1 | 33553753.12 | 0104 | FTTx IBD MUMB0104 Vijay Mahal | 3192917 | CHRG:S/F:PVC JUNCTION BOX 25MM,3-WAY | 150 | 150EA - each | 19 | 2850 | CHARGES FOR SUPPLYING AND FIXING OF PVC JUNCTION BOX | 0
1160 | 1160 | WORK CHANGE ORDER | 630108053 | 3 | 18.02.2021 | 1662725.02 | 31891028.1 | 33553753.12 | 0104 | FTTx IBD MUMB0104 Vijay Mahal | 3259755 | INSTALLATION OF FDC | 15 | EA - each | 49 | 735 | Installation of Fibre Distribution Cabinet | 0
1161 | 1161 | WORK CHANGE ORDER | 630108053 | 3 | 18.02.2021 | 1662725.02 | 31891028.1 | 33553753.12 | 0104 | FTTx IBD MUMB0104 Vijay Mahal | 3294022 | INSTALLATION OF FAT (WALL/POLE MOUNTED) | 50 | 50 EA - each | 49 | 2450 | INSTALLATION OF FIBRE ACCESS TERMINAL (WALL/POLE MOUNTED)# | 0
1162 | 1162 | WORK CHANGE ORDER | 630108053 | 3 | 18.02.2021 | 1662725.02 | 31891028.1 | 33553753.12 | 0104 | FTTx IBD MUMB0104 Vijay Mahal | 3293902 | INSTALLATION LEVEL 1 ( S1 ) SPLITTER | 20 | EA - each | 49 | 980 | INSTALLATION OF FREE ISSUED SPLITTER AT SUGGESTED LOCATION INCLUDING ALL MANPOWER, TOOLS TACKLES, HARDWARES ETC. COMPLETE AS PER THE DRG AND DIRECTION OF | 0
1163 | 1163 | WORK CHANGE ORDER | 630108053 | 3 | 18.02.2021 | 1662725.02 | 31891028.1 | 33553753.12 | 0104 | FTTx IBD MUMB0104 Vijay Mahal | 3293903 | INSTALLATION LEVEL 2 ( S2 ) SPLITTER | 160 | EA - each | 49 | 7840 | INSTALLATION OF FREE ISSUED SPLITTER AT SUGGESTED LOCATION INCLUDING ALL MANPOWER, TOOLS TACKLES, HARDWARES ETC. COMPLETE AS PER THE DRG AND DIRECTION OF | 0
1164 | 1164 | WORK CHANGE ORDER | 630108053 | 3 | 18.02.2021 | 1662725.02 | 31891028.1 | 33553753.12 | 0104 | FTTx IBD MUMB0104 Vijay Mahal | 3252601 | SPLICING,JOINTING & TERMINATION-48F | 500 | 500.000 NOS - No. | 112 | 56000 | CHARGES FOR SPLICING,JOINTING & TERMINATION OF 48F FIBRE. | 0
1165 | 1165 | WORK CHANGE ORDER | 630108053 | 3 | 18.02.2021 | 1662725.02 | 31891028.1 | 33553753.12 | 0104 | FTTx IBD MUMB0104 Vijay Mahal | 3252602 | SPLICING,JOINTING & TERMINATION-96F | 192 | 192.000 NOS - No. | 112 | 21504 | CHARGES FOR SPLICING,JOINTING & TERMINATION OF 96F FIBRE. | 0
1166 | 1166 | WORK CHANGE ORDER | 630108053 | 3 | 18.02.2021 | 1662725.02 | 31891028.1 | 33553753.12 | 0104 | FTTx IBD MUMB0104 Vijay Mahal | 3300512 | SPLICING & TERM OFC,FIXED COST/DAY | 10 | EA - each | 2425 | 24250 | OFC SPLICING&TERMINATION-FIXED COST/DAY#JOB INVOLVES: 1) SPLICING & TERMINATION OF OFC CABLE AS DIRECTED | 0
1167 | 1167 | WORK CHANGE ORDER | 630108053 | 3 | 18.02.2021 | 1662725.02 | 31891028.1 | 33553753.12 | 0104 | FTTx IBD MUMB0104 Vijay Mahal | 3098777 | A11102-SELF ADHESIVE LABELS | 400 | 400.000 | 10 | 4000 | 420 | 0
1168 | 1168 | WORK CHANGE ORDER | 630108053 | 3 | 18.02.2021 | 1662725.02 | 31891028.1 | 33553753.12 | 0104 | FTTx IBD MUMB0104 Vijay Mahal | 3295194 | PREPARATION OF AS BUILT DRAWINGS SBP | 15 | 15 EA - each | 194 | 2910 | AS-BUILT DRAWING FOR ALL WORKS PERFORMED AS PER SCOPE | 0
1169 | 1169 | WORK CHANGE ORDER | 630108053 | 3 | 18.02.2021 | 1662725.02 | 31891028.1 | 33553753.12 | 0104 | FTTx IBD MUMB0104 Vijay Mahal | 3111341 | DISPOSAL OF WASTE MATERIALS DEBRIS ETC. | 15 | 15.000 NOS - No. | 679 | 10185 | Collection & disposal of various kinds of unwanted materials / debris | 0
1170 | 1170 | WORK CHANGE ORDER | 630108053 | 3 | 18.02.2021 | 1662725.02 | 31891028.1 | 33553753.12 | 0104 | FTTx IBD MUMB0104 Vijay Mahal | 3295891 | MATERIAL STORAGE & SECONDARY TRNSPT | 15 | 15 EA - each | 485 | 7275 | STORAGE AND SECONDARY TRANSPORTATION OF FIM MATERIAL TO BUILDINGS, TO BE CALCULATED PER BUILDING# | 0
1171 | 1171 | WORK CHANGE ORDER | 630108053 | 3 | 18.02.2021 | 1662725.02 | 31891028.1 | 33553753.12 | 0104 | FTTx IBD MUMB0104 Vijay Mahal | 3295897 | CHRG: PRE EXECUTION BUILDING SURVEY | 15 | 15 EA - each | 290 | 4350 | PRE EXECUTION BUILDING SURVEY:#THIS IS BUILDING SURVEY BEFORE DEPLOYMENT INSIDE BUILDING DEPLOYMENT/CONSTRUCTION INCLUDES LAYING OF CONDUITS AND OTHER ODN | 0
1172 | 1172 | WORK CHANGE ORDER | 630108053 | 3 | 18.02.2021 | 1662725.02 | 31891028.1 | 33553753.12 | 0104 | FTTx IBD MUMB0104 Vijay Mahal | 3318382 | CHRG DRILLING OF HOLE 25MM IN BRICK WALL | 50 | 50 EA - each | 82 | 4100 | CHARGES FOR DRILLING HOLES OF DIAMETER 25MM IN BRICK WALL WITH PROPER DRILL MACHINE AND REINSTATEMENT AFTER CONDUITING TO ENSURE WATER PROOFING OF HOLE.# | 0
1173 | 1173 | WORK CHANGE ORDER | 630108053 | 3 | 18.02.2021 | 1662725.02 | 31891028.1 | 33553753.12 | 0104 | FTTx IBD MUMB0104 Vijay Mahal | 3318381 | CHRG DRILLING OF HOLE 40MM IN BRICK WALL | 50 | 50 EA - each | 131 | 6550 | CHARGES FOR DRILLING HOLES OF DIAMETER 40MM IN BRICK WALL WITH PROPER DRILL MACHINE AND REINSTATEMENT AFTER CONDUITING TO ENSURE WATER PROOFING OF HOLE.# | 0
1174 | 1174 | WORK CHANGE ORDER | 630108053 | 3 | 18.02.2021 | 1662725.02 | 31891028.1 | 33553753.12 | 0104 | FTTx IBD MUMB0104 Vijay Mahal | 3318200 | CHRG DRILLING OF HOLE 25MM DIA IN RCC | 50 | 50 EA - each | 131 | 6550 | CHARGES FOR DRILLING HOLES OF DIAMETER 25MM IN RCC WITH PROPER DRILL MACHINE AND REINSTATEMENT AFTER CONDUITING TO ENSURE WATER PROOFING OF HOLE.# | 0
1175 | 1175 | WORK CHANGE ORDER | 630108053 | 3 | 18.02.2021 | 1662725.02 | 31891028.1 | 33553753.12 | 0104 | FTTx IBD MUMB0104 Vijay Mahal | 3297469 | CHRG:DRILLING OF HOLE 40MM DIA IN RCC | 50 | 50 EA - each | 165 | 8250 | CHARGES FOR DRILLING HOLES OF DIAMETER ~40MM IN RCC WITH PROPER DRILL MACHINE AND REINSTATEMENT AFTER CONDUITING TO ENSURE WATER PROOFING OF HOLE. | 0
1176 | 1176 | WORK CHANGE ORDER | 630108053 | 3 | 18.02.2021 | 1662725.02 | 31891028.1 | 33553753.12 | 0104 | FTTx IBD MUMB0104 Vijay Mahal | 3319692 | S&I SIMPLEX PLUG,F/40MM HDPE DUCT | 60 | EA - each | 49 | 2940 | CHARGES FOR SUPPLYING AND FIXING OF SIMPLEX PLUG FOR 40 MM HDPE DUCT# | 0
1177 | 1177 | WORK CHANGE ORDER | 630108053 | 3 | 18.02.2021 | 1662725.02 | 31891028.1 | 33553753.12 | 0107 | FTTx IBD MUMB0107 Usha Sadan | 3293883 | CHRG;SHALLOW TRENCH 40 OR 48MM 7WAY DUCT | 50 | 50 M - Meter | 160 | 8000 | EXCAVATION OF SHALLOW TRENCHES MANUALLY/CHIPPING/SLITTING UPTO A DEPTH OF 300 MM, WIDE UP TO 100 MM IN ASPHALT / CONCRETE / TILED SURFACE, LAYING 1 X 40 MM / 1 X 7 | 0
1178 | 1178 | WORK CHANGE ORDER | 630108053 | 3 | 18.02.2021 | 1662725.02 | 31891028.1 | 33553753.12 | 0107 | FTTx IBD MUMB0107 Usha Sadan | 3314515 | CHRG:SHALLOW TREN 40MM DUCT W/2 NOS | 50 | 50 M - Meter | 160 | 8000 | EXCAVATION OF SHALLOW TRENCHES MANUALLY/CHIPPING/SLITTING IN ASPHALT / CONCRETE / TILED SURFACE, LAYING 2 NOS 40 MM DUCT AND FILLING THE COMPLETE DEPTH, INCLUDING | 0
1179 | 1179 | WORK CHANGE ORDER | 630108053 | 3 | 18.02.2021 | 1662725.02 | 31891028.1 | 33553753.12 | 0107 | FTTx IBD MUMB0107 Usha Sadan | 3293878 | CHRG;CLAMPING-1X40MM/1X7WAY MICRO DUCT | 100 | 100M - Meter | 49 | 4900 | CLAMPING OF THE DUCTS 1 X 40 MM / 1 X 7 WAY MICRO DUCT ( 48 MM OD ) ALONG THE WALL WITH THE HELP OF CLAMPING AT EVERY 1 M C/C# | 0
1180 | 1180 | WORK CHANGE ORDER | 630108053 | 3 | 18.02.2021 | 1662725.02 | 31891028.1 | 33553753.12 | 0107 | FTTx IBD MUMB0107 Usha Sadan | 3292713 | CHRGS FOR TRANS&INST OF ADSS CABLE-96F | 500 | 500M - Meter | 40 | 20000 | CHARGES FOR TRANSPORTATION & INSTALLATION OF ADSS CABLE- EIC - 96F# | 0
1181 | 1181 | WORK CHANGE ORDER | 630108053 | 3 | 18.02.2021 | 1662725.02 | 31891028.1 | 33553753.12 | 0107 | FTTx IBD MUMB0107 Usha Sadan | 3294064 | INSTALLATION 48 F ADSS / FIG 8 CABLE | 1000 | 1,000 | 34 | 34000 | INSTALLATION OF THE AERIAL CABLE (48 F ADSS / FIG 8 ) ALONG WITH THE ACCESSORIES. RATE INCLUDES SURVEY COST AND LOCAL LIASIONING CHARGES. | 0
1182 | 1182 | WORK CHANGE ORDER | 630108053 | 3 | 18.02.2021 | 1662725.02 | 31891028.1 | 33553753.12 | 0107 | FTTx IBD MUMB0107 Usha Sadan | 3294065 | INSTALLATION12F ADSS / FIG 8 CABLE | 1500 | 1,500 | 24 | 36000 | INSTALLATION OF THE AERIAL CABLE (12 F ADSS / FIG 8 ) ALONG WITH THE ACCESSORIES. RATE INCLUDES SURVEY COST AND LOCAL LIASIONING CHARGES. | 0
1183 | 1183 | WORK CHANGE ORDER | 630108053 | 3 | 18.02.2021 | 1662725.02 | 31891028.1 | 33553753.12 | 0107 | FTTx IBD MUMB0107 Usha Sadan | 3294710 | INSTALLATION 6F ADSS / FIG 8 CABLE | 500 | M - Meter | 19 | 9500 | INSTALLATION OF THE AERIAL CABLE (6 F ADSS / FIG 8 ) ALONG WITH THE ACCESSORIES. RATE INCLUDES SURVEY COST AND LOCAL LIASIONING CHARGES. # | 0
1184 | 1184 | WORK CHANGE ORDER | 630108053 | 3 | 18.02.2021 | 1662725.02 | 31891028.1 | 33553753.12 | 0107 | FTTx IBD MUMB0107 Usha Sadan | 3252599 | BLOWING OF 96F | 500 | M - Meter | 15 | 7500 | CHARGES FOR BLOWING OF 96F FIBRE. | 0
1185 | 1185 | WORK CHANGE ORDER | 630108053 | 3 | 18.02.2021 | 1662725.02 | 31891028.1 | 33553753.12 | 0107 | FTTx IBD MUMB0107 Usha Sadan | 3294262 | BLOWING / PULLING-48 F | 700 | M - Meter | 10 | 7000 | PULLING/BLOWING OF OFC- 48 F INCLUDING ALL MATERIALS, LABOUR, TOOLS, TACKLES, ETC.. # | 0
1186 | 1186 | WORK CHANGE ORDER | 630108053 | 3 | 18.02.2021 | 1662725.02 | 31891028.1 | 33553753.12 | 0107 | FTTx IBD MUMB0107 Usha Sadan | 3294264 | BLOWING / PULLING-12 F | 2000 | 2,000 | 7 | 14000 | PULLING/BLOWING OF OFC-12F INCLUDING ALL MATERIALS, LABOUR, TOOLS, TACKLES, ETC.. # | 0
1187 | 1187 | WORK CHANGE ORDER | 630108053 | 3 | 18.02.2021 | 1662725.02 | 31891028.1 | 33553753.12 | 0107 | FTTx IBD MUMB0107 Usha Sadan | 3294265 | BLOWING / PULLING-6 F | 1000 | 1,000 | 5 | 5000 | PULLING/BLOWING OF OFC-6F INCLUDING ALL MATERIALS, LABOUR, TOOLS, TACKLES, ETC.. # | 0
1188 | 1188 | WORK CHANGE ORDER | 630108053 | 3 | 18.02.2021 | 1662725.02 | 31891028.1 | 33553753.12 | 0107 | FTTx IBD MUMB0107 Usha Sadan | 3291570 | INSTLTN OF ACCESS CHAMBER 750X400X500 MM | 2 | 2 EA - each | 2328 | 4656 | INSTALLATION OF ACCESS CHAMBERS - SIZE - 750X400X500 MM DEEP.#INCLUDING COVER & LIFTING OF ACCESS CHAMBER-UPTO 50KMS INCLUDING HANDLING ,#EXCAVATION & | 0
1189 | 1189 | WORK CHANGE ORDER | 630108053 | 3 | 18.02.2021 | 1662725.02 | 31891028.1 | 33553753.12 | 0107 | FTTx IBD MUMB0107 Usha Sadan | 3314518 | INST OF PULLING CHAMBER 400X400X500MM | 10 | 10 EA - each | 970 | 9700 | INSTALLATION OF PULLING CHAMBERS - SIZE - 400X400X500 MM DEEP ; INCLUDING COVER .#EXCAVATION & BACKFILLING OF PITS ETC AS PER DRAWINGS , SPECIFICATIONS#AND AS | 0
1190 | 1190 | WORK CHANGE ORDER | 630108053 | 3 | 18.02.2021 | 1662725.02 | 31891028.1 | 33553753.12 | 0107 | FTTx IBD MUMB0107 Usha Sadan | 3294239 | CHRG;REINST,TRENCH,PCC-1:2:4,GRAVEL 20MM | 1 | 1 M3 - Cubic meter | 5335 | 5335 | CHARGES FOR REINSTATEMENT OF THE TRENCHES / PITS INCLUDING ALL MATERIALS , LABOUR, TOOLS TACKES ETC..BY PCC -1:2:4 GRAVEL SIZE - 20 MM & CURING FOR 7 DAYS. THIS ITEM | 0
1191 | 1191 | WORK CHANGE ORDER | 630108053 | 3 | 18.02.2021 | 1662725.02 | 31891028.1 | 33553753.12 | 0107 | FTTx IBD MUMB0107 Usha Sadan | 3291785 | RSTRTN EXCVTD SURFACE- W/COLD BITUMEN | 10 | 10 M - Meter | 1000 | 10000 | CHARGES FOR RESTORATION OF THE EXCAVATED SURFACES USING THE COLD BITUMEN INCLUDING PROPER COMPACTION ETC. ALL COMPLETE INCLUDING ALL MATERIALS TOOLS TACKLES | 0
1192 | 1192 | WORK CHANGE ORDER | 630108053 | 3 | 18.02.2021 | 1662725.02 | 31891028.1 | 33553753.12 | 0107 | FTTx IBD MUMB0107 Usha Sadan | 3291786 | RSTRTN EXCVTD SURFACES-W/ HOT BITUMEN | 10 | 10 M - Meter | 383 | 3830 | CHARGES FOR RESTORATION OF THE EXCAVATED SURFACES USING THE HOT BITUMEN INCLUDING PROPER COMPACTION ETC. ALL COMPLETE INCLUDING ALL MATERIALS TOOLS TACKLES | 0
1193 | 1193 | WORK CHANGE ORDER | 630108053 | 3 | 18.02.2021 | 1662725.02 | 31891028.1 | 33553753.12 | 0107 | FTTx IBD MUMB0107 Usha Sadan | 3290664 | CHRG F/RESTORATN OF SURF ;W/EXT TILES | 30 | 30 M - Meter | 286 | 8580 | CHARGES FOR RESTORATION OF THE EXCAVATED SURFACES USING THE EXISTING TILES OVER 100 MM THICK CONCRETE BEDDING. THE COST TO INCLUDE THE COST OF THE TILES, | 0
1194 | 1194 | WORK CHANGE ORDER | 630108053 | 3 | 18.02.2021 | 1662725.02 | 31891028.1 | 33553753.12 | 0107 | FTTx IBD MUMB0107 Usha Sadan | 3291784 | RSTRTN EXCVTD SURFACE-W/ PAVER BLOCK | 30 | 30 M - Meter | 631 | 18930 | CHARGES FOR RESTORATION OF THE EXCAVATED SURFACE USING NEW INTER LOCKING PAVER BLOCK OVER 100 MM THICK CONCRETE BEDDING. THE COST TO INCLUDE THE COST OF THE | 0
1195 | 1195 | WORK CHANGE ORDER | 630108053 | 3 | 18.02.2021 | 1662725.02 | 31891028.1 | 33553753.12 | 0107 | FTTx IBD MUMB0107 Usha Sadan | 3291783 | RESTORATION OF EXCV SURFACE-W/KOTA STONE | 10 | 10 M - Meter | 550 | 5500 | CHARGES FOR RESTORATION OF THE EXCAVATED SURFACE USING NEW KOTA STONE OVER 100 MM THICK CONCRETE BEDDING. THE COST TO INCLUDE THE COST OF THE KOTA STONE , | 0
1196 | 1196 | WORK CHANGE ORDER | 630108053 | 3 | 18.02.2021 | 1662725.02 | 31891028.1 | 33553753.12 | 0107 | FTTx IBD MUMB0107 Usha Sadan | 3290665 | CHRG F/RESTORATN OF SURF ;W/CHEQUED TILE | 30 | 30 M - Meter | 419 | 12570 | CHARGES FOR RESTORATION OF THE EXCAVATED SURFACE USING NEW INTER CHEQUERED TILE OVER 100 MM THICK CONCRETE BEDDING. THE COST TO INCLUDE THE COST OF THE KOTA | 0
1197 | 1197 | WORK CHANGE ORDER | 630108053 | 3 | 18.02.2021 | 1662725.02 | 31891028.1 | 33553753.12 | 0107 | FTTx IBD MUMB0107 Usha Sadan | 3171149 | S/FIXING PVC CONDUIT 25 MM | 1000 | 1,000 | 60 | 60000 | S/FIXING PVC CONDUIT 25MM | 0
1198 | 1198 | WORK CHANGE ORDER | 630108053 | 3 | 18.02.2021 | 1662725.02 | 31891028.1 | 33553753.12 | 0107 | FTTx IBD MUMB0107 Usha Sadan | 3171151 | S/FIXING PVC CONDUIT 40 MM | 600 | M - Meter | 111 | 66600 | S/FIXING PVC CONDUIT 40 MM | 0
1199 | 1199 | WORK CHANGE ORDER | 630108053 | 3 | 18.02.2021 | 1662725.02 | 31891028.1 | 33553753.12 | 0107 | FTTx IBD MUMB0107 Usha Sadan | 3318608 | S&I 25MM PVC CONDUIT USING SCAFFOLDING | 100 | 100M - Meter | 133 | 13300 | SUPPLY AND INSTALLATION OF 25MM OUTER DIA CONDUIT ON EXTERNAL WALL WITH THE HELP OF JHOOLA HOLDING INCLUDING MANPOWER, COUPLERS, BENDS, TEES, SADDLES, CLAMPS, | 0
1200 | 1200 | WORK CHANGE ORDER | 630108053 | 3 | 18.02.2021 | 1662725.02 | 31891028.1 | 33553753.12 | 0107 | FTTx IBD MUMB0107 Usha Sadan | 3318609 | S&I 40MM PVC CONDUIT USING SCAFFOLDING | 100 | 100M - Meter | 188 | 18800 | SUPPLY AND INSTALLATION OF 40MM OUTER DIA CONDUIT ON EXTERNAL WALL WITH THE HELP OF JHOOLA HOLDING INCLUDING MANPOWER, COUPLERS, BENDS, TEES, SADDLES, CLAMPS, | 0
1201 | 1201 | WORK CHANGE ORDER | 630108053 | 3 | 18.02.2021 | 1662725.02 | 31891028.1 | 33553753.12 | 0107 | FTTx IBD MUMB0107 Usha Sadan | 3206508 | SUP&LAY FLEX PVC CONDUIT DIA 25MM | 200 | M - Meter | 71 | 14200 | Supplying and laying of following sizes of flexible PVC conduit along with conduit accessories complete as required. | 0
1202 | 1202 | WORK CHANGE ORDER | 630108053 | 3 | 18.02.2021 | 1662725.02 | 31891028.1 | 33553753.12 | 0107 | FTTx IBD MUMB0107 Usha Sadan | 3206510 | SUP&LAY FLEX PVC CONDUIT DIA 40MM | 150 | M - Meter | 116 | 17400 | Supplying and laying of following sizes of flexible PVC conduit along with conduit | 0
1203 | 1203 | WORK CHANGE ORDER | 630108053 | 3 | 18.02.2021 | 1662725.02 | 31891028.1 | 33553753.12 | 0107 | FTTx IBD MUMB0107 Usha Sadan | 3318971 | S&I 25MM FLEXI PVC CONDUIT W/SCAFFOLDING | 100 | 100M - Meter | 144 | 14400 | SUPPLY AND INSTALLATION OF 25MM DIA REINFORCED FLEXIBLE CONDUIT ON EXTERNAL WALL WITH THE HELP OF JHOOLA HOLDING INCLUDING MANPOWER, COUPLERS, BENDS, TEES, | 0
1204 | 1204 | WORK CHANGE ORDER | 630108053 | 3 | 18.02.2021 | 1662725.02 | 31891028.1 | 33553753.12 | 0107 | FTTx IBD MUMB0107 Usha Sadan | 3318972 | S&I 40MM FLEXI PVC CONDUIT W/SCAFFOLDING | 100 | 100M - Meter | 194 | 19400 | SUPPLY AND INSTALLATION OF 40MM DIA REINFORCED FLEXIBLE CONDUIT ON EXTERNAL WALL WITH THE HELP OF JHOOLA HOLDING INCLUDING MANPOWER, COUPLERS, BENDS, TEES, | 0
1205 | 1205 | WORK CHANGE ORDER | 630108053 | 3 | 18.02.2021 | 1662725.02 | 31891028.1 | 33553753.12 | 0107 | FTTx IBD MUMB0107 Usha Sadan | 3319687 | P&F PVC JUNCTION BOX 40MM,4-WAY | 150 | EA - each | 30 | 4500 | CHARGES FOR SUPPLYING AND FIXING OF PVC JUNCTION BOX 40MM,FOUR WAY IN REQUIRED POSITION ALONG THE LINE OF PVC CONDUIT# | 0
1206 | 1206 | WORK CHANGE ORDER | 630108053 | 3 | 18.02.2021 | 1662725.02 | 31891028.1 | 33553753.12 | 0107 | FTTx IBD MUMB0107 Usha Sadan | 3319688 | P&F PVC JUNCTION BOX 40MM,3-WAY | 150 | EA - each | 30 | 4500 | CHARGES FOR SUPPLYING AND FIXING OF PVC JUNCTION BOX 40MM,THREE WAY IN REQUIRED POSITION ALONG THE LINE OF PVC CONDUIT# | 0
1207 | 1207 | WORK CHANGE ORDER | 630108053 | 3 | 18.02.2021 | 1662725.02 | 31891028.1 | 33553753.12 | 0107 | FTTx IBD MUMB0107 Usha Sadan | 3192918 | CHRG:S/F:PVC JUNCTION BOX 25MM,4-WAY | 150 | 150EA - each | 19 | 2850 | CHARGES FOR SUPPLYING AND FIXING OF PVC JUNCTION BOX | 0
1208 | 1208 | WORK CHANGE ORDER | 630108053 | 3 | 18.02.2021 | 1662725.02 | 31891028.1 | 33553753.12 | 0107 | FTTx IBD MUMB0107 Usha Sadan | 3192917 | CHRG:S/F:PVC JUNCTION BOX 25MM,3-WAY | 150 | 150EA - each | 19 | 2850 | CHARGES FOR SUPPLYING AND FIXING OF PVC JUNCTION BOX | 0
1209 | 1209 | WORK CHANGE ORDER | 630108053 | 3 | 18.02.2021 | 1662725.02 | 31891028.1 | 33553753.12 | 0107 | FTTx IBD MUMB0107 Usha Sadan | 3259755 | INSTALLATION OF FDC | 15 | EA - each | 49 | 735 | Installation of Fibre Distribution Cabinet | 0
1210 | 1210 | WORK CHANGE ORDER | 630108053 | 3 | 18.02.2021 | 1662725.02 | 31891028.1 | 33553753.12 | 0107 | FTTx IBD MUMB0107 Usha Sadan | 3294022 | INSTALLATION OF FAT (WALL/POLE MOUNTED) | 50 | 50 EA - each | 49 | 2450 | INSTALLATION OF FIBRE ACCESS TERMINAL (WALL/POLE MOUNTED)# | 0
1211 | 1211 | WORK CHANGE ORDER | 630108053 | 3 | 18.02.2021 | 1662725.02 | 31891028.1 | 33553753.12 | 0107 | FTTx IBD MUMB0107 Usha Sadan | 3293902 | INSTALLATION LEVEL 1 ( S1 ) SPLITTER | 20 | EA - each | 49 | 980 | INSTALLATION OF FREE ISSUED SPLITTER AT SUGGESTED LOCATION INCLUDING ALL MANPOWER, TOOLS TACKLES, HARDWARES ETC. COMPLETE AS PER THE DRG AND DIRECTION OF | 0
1212 | 1212 | WORK CHANGE ORDER | 630108053 | 3 | 18.02.2021 | 1662725.02 | 31891028.1 | 33553753.12 | 0107 | FTTx IBD MUMB0107 Usha Sadan | 3293903 | INSTALLATION LEVEL 2 ( S2 ) SPLITTER | 160 | EA - each | 49 | 7840 | INSTALLATION OF FREE ISSUED SPLITTER AT SUGGESTED LOCATION INCLUDING ALL MANPOWER, TOOLS TACKLES, HARDWARES ETC. COMPLETE AS PER THE DRG AND DIRECTION OF | 0
1213 | 1213 | WORK CHANGE ORDER | 630108053 | 3 | 18.02.2021 | 1662725.02 | 31891028.1 | 33553753.12 | 0107 | FTTx IBD MUMB0107 Usha Sadan | 3252601 | SPLICING,JOINTING & TERMINATION-48F | 500 | 500.000 NOS - No. | 112 | 56000 | CHARGES FOR SPLICING,JOINTING & TERMINATION OF 48F FIBRE. | 0
1214 | 1214 | WORK CHANGE ORDER | 630108053 | 3 | 18.02.2021 | 1662725.02 | 31891028.1 | 33553753.12 | 0107 | FTTx IBD MUMB0107 Usha Sadan | 3252602 | SPLICING,JOINTING & TERMINATION-96F | 192 | 192.000 NOS - No. | 112 | 21504 | CHARGES FOR SPLICING,JOINTING & TERMINATION OF 96F FIBRE. | 0
1215 | 1215 | WORK CHANGE ORDER | 630108053 | 3 | 18.02.2021 | 1662725.02 | 31891028.1 | 33553753.12 | 0107 | FTTx IBD MUMB0107 Usha Sadan | 3300512 | SPLICING & TERM OFC,FIXED COST/DAY | 10 | EA - each | 2425 | 24250 | OFC SPLICING&TERMINATION-FIXED COST/DAY#JOB INVOLVES: 1) SPLICING & TERMINATION OF OFC CABLE AS DIRECTED BY EIC. 2) ALL TOOLS AND TACKLES, PPES, CONSUMABLES ARE IN | 0
1216 | 1216 | WORK CHANGE ORDER | 630108053 | 3 | 18.02.2021 | 1662725.02 | 31891028.1 | 33553753.12 | 0107 | FTTx IBD MUMB0107 Usha Sadan | 3098777 | A11102-SELF ADHESIVE LABELS | 400 | 400.000 | 10 | 4000 | 420 | 0
1217 | 1217 | WORK CHANGE ORDER | 630108053 | 3 | 18.02.2021 | 1662725.02 | 31891028.1 | 33553753.12 | 0107 | FTTx IBD MUMB0107 Usha Sadan | 3295194 | PREPARATION OF AS BUILT DRAWINGS SBP | 15 | 15 EA - each | 194 | 2910 | AS-BUILT DRAWING FOR ALL WORKS PERFORMED AS PER SCOPE | 0
1218 | 1218 | WORK CHANGE ORDER | 630108053 | 3 | 18.02.2021 | 1662725.02 | 31891028.1 | 33553753.12 | 0107 | FTTx IBD MUMB0107 Usha Sadan | 3111341 | DISPOSAL OF WASTE MATERIALS DEBRIS ETC. | 15 | 15.000 NOS - No. | 679 | 10185 | Collection & disposal of various kinds of unwanted materials / debris | 0
1219 | 1219 | WORK CHANGE ORDER | 630108053 | 3 | 18.02.2021 | 1662725.02 | 31891028.1 | 33553753.12 | 0107 | FTTx IBD MUMB0107 Usha Sadan | 3295891 | MATERIAL STORAGE & SECONDARY TRNSPT | 15 | 15 EA - each | 485 | 7275 | STORAGE AND SECONDARY TRANSPORTATION OF FIM MATERIAL TO BUILDINGS, TO BE CALCULATED PER BUILDING# | 0
1220 | 1220 | WORK CHANGE ORDER | 630108053 | 3 | 18.02.2021 | 1662725.02 | 31891028.1 | 33553753.12 | 0107 | FTTx IBD MUMB0107 Usha Sadan | 3295897 | CHRG: PRE EXECUTION BUILDING SURVEY | 15 | 15 EA - each | 290 | 4350 | PRE EXECUTION BUILDING SURVEY:#THIS IS BUILDING SURVEY BEFORE DEPLOYMENT INSIDE BUILDING DEPLOYMENT/CONSTRUCTION INCLUDES LAYING OF CONDUITS AND OTHER ODN | 0
1221 | 1221 | WORK CHANGE ORDER | 630108053 | 3 | 18.02.2021 | 1662725.02 | 31891028.1 | 33553753.12 | 0107 | FTTx IBD MUMB0107 Usha Sadan | 3318382 | CHRG DRILLING OF HOLE 25MM IN BRICK WALL | 50 | 50 EA - each | 82 | 4100 | CHARGES FOR DRILLING HOLES OF DIAMETER 25MM IN BRICK WALL WITH PROPER DRILL MACHINE AND REINSTATEMENT AFTER CONDUITING TO ENSURE WATER PROOFING OF HOLE.# | 0
1222 | 1222 | WORK CHANGE ORDER | 630108053 | 3 | 18.02.2021 | 1662725.02 | 31891028.1 | 33553753.12 | 0107 | FTTx IBD MUMB0107 Usha Sadan | 3318381 | CHRG DRILLING OF HOLE 40MM IN BRICK WALL | 50 | 50 EA - each | 131 | 6550 | CHARGES FOR DRILLING HOLES OF DIAMETER 40MM IN BRICK WALL WITH PROPER DRILL MACHINE AND REINSTATEMENT AFTER CONDUITING TO ENSURE WATER PROOFING OF HOLE.# | 0
1223 | 1223 | WORK CHANGE ORDER | 630108053 | 3 | 18.02.2021 | 1662725.02 | 31891028.1 | 33553753.12 | 0107 | FTTx IBD MUMB0107 Usha Sadan | 3318200 | CHRG DRILLING OF HOLE 25MM DIA IN RCC | 50 | 50 EA - each | 131 | 6550 | CHARGES FOR DRILLING HOLES OF DIAMETER 25MM IN RCC WITH PROPER DRILL MACHINE AND REINSTATEMENT AFTER CONDUITING TO ENSURE WATER PROOFING OF HOLE.# | 0
1224 | 1224 | WORK CHANGE ORDER | 630108053 | 3 | 18.02.2021 | 1662725.02 | 31891028.1 | 33553753.12 | 0107 | FTTx IBD MUMB0107 Usha Sadan | 3297469 | CHRG:DRILLING OF HOLE 40MM DIA IN RCC | 50 | 50 EA - each | 165 | 8250 | CHARGES FOR DRILLING HOLES OF DIAMETER ~40MM IN RCC WITH PROPER DRILL MACHINE AND REINSTATEMENT AFTER CONDUITING TO ENSURE WATER PROOFING OF HOLE. | 0
1225 | 1225 | WORK CHANGE ORDER | 630108053 | 3 | 18.02.2021 | 1662725.02 | 31891028.1 | 33553753.12 | 0107 | FTTx IBD MUMB0107 Usha Sadan | 3319692 | S&I SIMPLEX PLUG,F/40MM HDPE DUCT | 60 | EA - each | 49 | 2940 | CHARGES FOR SUPPLYING AND FIXING OF SIMPLEX PLUG FOR 40 MM HDPE DUCT# | 0
1226 | 1226 | WORK CHANGE ORDER | 630108053 | 3 | 18.02.2021 | 1662725.02 | 31891028.1 | 33553753.12 | 0110 | FTTx IBD MUMB0110 RPL House | 3293883 | CHRG;SHALLOW TRENCH 40 OR 48MM 7WAY DUCT | 50 | 50 M - Meter | 160 | 8000 | EXCAVATION OF SHALLOW TRENCHES MANUALLY/CHIPPING/SLITTING UPTO A DEPTH OF 300 MM, WIDE UP TO 100 MM IN ASPHALT / CONCRETE / TILED SURFACE, LAYING 1 X 40 MM / 1 X 7 | 0
1227 | 1227 | WORK CHANGE ORDER | 630108053 | 3 | 18.02.2021 | 1662725.02 | 31891028.1 | 33553753.12 | 0110 | FTTx IBD MUMB0110 RPL House | 3314515 | CHRG:SHALLOW TREN 40MM DUCT W/2 NOS | 50 | 50 M - Meter | 160 | 8000 | EXCAVATION OF SHALLOW TRENCHES MANUALLY/CHIPPING/SLITTING IN ASPHALT / CONCRETE / TILED SURFACE, LAYING 2 NOS 40 MM DUCT AND FILLING THE COMPLETE DEPTH, INCLUDING | 0
1228 | 1228 | WORK CHANGE ORDER | 630108053 | 3 | 18.02.2021 | 1662725.02 | 31891028.1 | 33553753.12 | 0110 | FTTx IBD MUMB0110 RPL House | 3293878 | CHRG;CLAMPING-1X40MM/1X7WAY MICRO DUCT | 100 | 100M - Meter | 49 | 4900 | CLAMPING OF THE DUCTS 1 X 40 MM / 1 X 7 WAY MICRO DUCT ( 48 MM OD ) ALONG THE WALL WITH THE HELP OF CLAMPING AT EVERY 1 M C/C# | 0
1229 | 1229 | WORK CHANGE ORDER | 630108053 | 3 | 18.02.2021 | 1662725.02 | 31891028.1 | 33553753.12 | 0110 | FTTx IBD MUMB0110 RPL House | 3292713 | CHRGS FOR TRANS&INST OF ADSS CABLE-96F | 500 | 500M - Meter | 40 | 20000 | CHARGES FOR TRANSPORTATION & INSTALLATION OF ADSS CABLE- EIC - 96F# | 0
1230 | 1230 | WORK CHANGE ORDER | 630108053 | 3 | 18.02.2021 | 1662725.02 | 31891028.1 | 33553753.12 | 0110 | FTTx IBD MUMB0110 RPL House | 3294064 | INSTALLATION 48 F ADSS / FIG 8 CABLE | 1000 | 1,000 | 34 | 34000 | INSTALLATION OF THE AERIAL CABLE (48 F ADSS / FIG 8 ) ALONG WITH THE ACCESSORIES. RATE INCLUDES SURVEY COST AND LOCAL LIASIONING CHARGES. | 0
1231 | 1231 | WORK CHANGE ORDER | 630108053 | 3 | 18.02.2021 | 1662725.02 | 31891028.1 | 33553753.12 | 0110 | FTTx IBD MUMB0110 RPL House | 3294065 | INSTALLATION12F ADSS / FIG 8 CABLE | 1500 | 1,500 | 24 | 36000 | INSTALLATION OF THE AERIAL CABLE (12 F ADSS / FIG 8 ) ALONG WITH THE ACCESSORIES. RATE INCLUDES SURVEY COST AND LOCAL LIASIONING CHARGES. | 0
1232 | 1232 | WORK CHANGE ORDER | 630108053 | 3 | 18.02.2021 | 1662725.02 | 31891028.1 | 33553753.12 | 0110 | FTTx IBD MUMB0110 RPL House | 3294710 | INSTALLATION 6F ADSS / FIG 8 CABLE | 500 | M - Meter | 19 | 9500 | INSTALLATION OF THE AERIAL CABLE (6 F ADSS / FIG 8 ) ALONG WITH THE ACCESSORIES. RATE INCLUDES SURVEY COST AND LOCAL LIASIONING CHARGES. # | 0
1233 | 1233 | WORK CHANGE ORDER | 630108053 | 3 | 18.02.2021 | 1662725.02 | 31891028.1 | 33553753.12 | 0110 | FTTx IBD MUMB0110 RPL House | 3252599 | BLOWING OF 96F | 500 | M - Meter | 15 | 7500 | CHARGES FOR BLOWING OF 96F FIBRE. | 0
1234 | 1234 | WORK CHANGE ORDER | 630108053 | 3 | 18.02.2021 | 1662725.02 | 31891028.1 | 33553753.12 | 0110 | FTTx IBD MUMB0110 RPL House | 3294262 | BLOWING / PULLING-48 F | 700 | M - Meter | 10 | 7000 | PULLING/BLOWING OF OFC- 48 F INCLUDING ALL MATERIALS, LABOUR, TOOLS, TACKLES, ETC.. # | 0
1235 | 1235 | WORK CHANGE ORDER | 630108053 | 3 | 18.02.2021 | 1662725.02 | 31891028.1 | 33553753.12 | 0110 | FTTx IBD MUMB0110 RPL House | 3294264 | BLOWING / PULLING-12 F | 2000 | 2,000 | 7 | 14000 | PULLING/BLOWING OF OFC-12F INCLUDING ALL MATERIALS, LABOUR, TOOLS, TACKLES, ETC.. # | 0
1236 | 1236 | WORK CHANGE ORDER | 630108053 | 3 | 18.02.2021 | 1662725.02 | 31891028.1 | 33553753.12 | 0110 | FTTx IBD MUMB0110 RPL House | 3294265 | BLOWING / PULLING-6 F | 1000 | 1,000 | 5 | 5000 | PULLING/BLOWING OF OFC-6F INCLUDING ALL MATERIALS, LABOUR, TOOLS, TACKLES, ETC.. # | 0
1237 | 1237 | WORK CHANGE ORDER | 630108053 | 3 | 18.02.2021 | 1662725.02 | 31891028.1 | 33553753.12 | 0110 | FTTx IBD MUMB0110 RPL House | 3291570 | INSTLTN OF ACCESS CHAMBER 750X400X500 MM | 2 | 2 EA - each | 2328 | 4656 | INSTALLATION OF ACCESS CHAMBERS - SIZE - 750X400X500 MM DEEP.#INCLUDING COVER & LIFTING OF ACCESS CHAMBER-UPTO 50KMS INCLUDING HANDLING ,#EXCAVATION & | 0
1238 | 1238 | WORK CHANGE ORDER | 630108053 | 3 | 18.02.2021 | 1662725.02 | 31891028.1 | 33553753.12 | 0110 | FTTx IBD MUMB0110 RPL House | 3314518 | INST OF PULLING CHAMBER 400X400X500MM | 10 | 10 EA - each | 970 | 9700 | INSTALLATION OF PULLING CHAMBERS - SIZE - 400X400X500 MM DEEP ; INCLUDING COVER .#EXCAVATION & BACKFILLING OF PITS ETC AS PER DRAWINGS , SPECIFICATIONS#AND AS | 0
1239 | 1239 | WORK CHANGE ORDER | 630108053 | 3 | 18.02.2021 | 1662725.02 | 31891028.1 | 33553753.12 | 0110 | FTTx IBD MUMB0110 RPL House | 3294239 | CHRG;REINST,TRENCH,PCC-1:2:4,GRAVEL 20MM | 1 | 1 M3 - Cubic meter | 5335 | 5335 | CHARGES FOR REINSTATEMENT OF THE TRENCHES / PITS INCLUDING ALL MATERIALS , LABOUR, TOOLS TACKES ETC..BY PCC -1:2:4 GRAVEL SIZE - 20 MM & CURING FOR 7 DAYS. THIS ITEM | 0
1240 | 1240 | WORK CHANGE ORDER | 630108053 | 3 | 18.02.2021 | 1662725.02 | 31891028.1 | 33553753.12 | 0110 | FTTx IBD MUMB0110 RPL House | 3291785 | RSTRTN EXCVTD SURFACE- W/COLD BITUMEN | 10 | 10 M - Meter | 1000 | 10000 | CHARGES FOR RESTORATION OF THE EXCAVATED SURFACES USING THE COLD BITUMEN INCLUDING PROPER COMPACTION ETC. ALL COMPLETE INCLUDING ALL MATERIALS TOOLS TACKLES | 0
1241 | 1241 | WORK CHANGE ORDER | 630108053 | 3 | 18.02.2021 | 1662725.02 | 31891028.1 | 33553753.12 | 0110 | FTTx IBD MUMB0110 RPL House | 3291786 | RSTRTN EXCVTD SURFACES-W/ HOT BITUMEN | 10 | 10 M - Meter | 383 | 3830 | CHARGES FOR RESTORATION OF THE EXCAVATED SURFACES USING THE HOT BITUMEN INCLUDING PROPER COMPACTION ETC. ALL COMPLETE INCLUDING ALL MATERIALS TOOLS TACKLES | 0
1242 | 1242 | WORK CHANGE ORDER | 630108053 | 3 | 18.02.2021 | 1662725.02 | 31891028.1 | 33553753.12 | 0110 | FTTx IBD MUMB0110 RPL House | 3290664 | CHRG F/RESTORATN OF SURF ;W/EXT TILES | 30 | 30 M - Meter | 286 | 8580 | CHARGES FOR RESTORATION OF THE EXCAVATED SURFACES USING THE EXISTING TILES OVER 100 MM THICK CONCRETE BEDDING. THE COST TO INCLUDE THE COST OF THE TILES, | 0
1243 | 1243 | WORK CHANGE ORDER | 630108053 | 3 | 18.02.2021 | 1662725.02 | 31891028.1 | 33553753.12 | 0110 | FTTx IBD MUMB0110 RPL House | 3291784 | RSTRTN EXCVTD SURFACE-W/ PAVER BLOCK | 30 | 30 M - Meter | 631 | 18930 | CHARGES FOR RESTORATION OF THE EXCAVATED SURFACE USING NEW INTER LOCKING PAVER BLOCK OVER 100 MM THICK CONCRETE BEDDING. THE COST TO INCLUDE THE COST OF THE | 0
1244 | 1244 | WORK CHANGE ORDER | 630108053 | 3 | 18.02.2021 | 1662725.02 | 31891028.1 | 33553753.12 | 0110 | FTTx IBD MUMB0110 RPL House | 3291783 | RESTORATION OF EXCV SURFACE-W/KOTA STONE | 10 | 10 M - Meter | 550 | 5500 | CHARGES FOR RESTORATION OF THE EXCAVATED SURFACE USING NEW KOTA STONE OVER 100 MM THICK CONCRETE BEDDING. THE COST TO INCLUDE THE COST OF THE KOTA STONE , | 0
1245 | 1245 | WORK CHANGE ORDER | 630108053 | 3 | 18.02.2021 | 1662725.02 | 31891028.1 | 33553753.12 | 0110 | FTTx IBD MUMB0110 RPL House | 3290665 | CHRG F/RESTORATN OF SURF ;W/CHEQUED TILE | 30 | 30 M - Meter | 419 | 12570 | CHARGES FOR RESTORATION OF THE EXCAVATED SURFACE USING NEW INTER CHEQUERED TILE OVER 100 MM THICK CONCRETE BEDDING. THE COST TO INCLUDE THE COST OF THE KOTA | 0
1246 | 1246 | WORK CHANGE ORDER | 630108053 | 3 | 18.02.2021 | 1662725.02 | 31891028.1 | 33553753.12 | 0110 | FTTx IBD MUMB0110 RPL House | 3171149 | S/FIXING PVC CONDUIT 25 MM | 1000 | 1,000 | 60 | 60000 | S/FIXING PVC CONDUIT 25MM | 0
1247 | 1247 | WORK CHANGE ORDER | 630108053 | 3 | 18.02.2021 | 1662725.02 | 31891028.1 | 33553753.12 | 0110 | FTTx IBD MUMB0110 RPL House | 3171151 | S/FIXING PVC CONDUIT 40 MM | 600 | M - Meter | 111 | 66600 | S/FIXING PVC CONDUIT 40 MM | 0
1248 | 1248 | WORK CHANGE ORDER | 630108053 | 3 | 18.02.2021 | 1662725.02 | 31891028.1 | 33553753.12 | 0110 | FTTx IBD MUMB0110 RPL House | 3318608 | S&I 25MM PVC CONDUIT USING SCAFFOLDING | 100 | 100M - Meter | 133 | 13300 | SUPPLY AND INSTALLATION OF 25MM OUTER DIA CONDUIT ON EXTERNAL WALL WITH THE HELP OF JHOOLA HOLDING | 0
1249 | 1249 | WORK CHANGE ORDER | 630108053 | 3 | 18.02.2021 | 1662725.02 | 31891028.1 | 33553753.12 | 0110 | FTTx IBD MUMB0110 RPL House | 3318609 | S&I 40MM PVC CONDUIT USING SCAFFOLDING | 100 | 100M - Meter | 188 | 18800 | SUPPLY AND INSTALLATION OF 40MM OUTER DIA CONDUIT ON EXTERNAL WALL WITH THE HELP OF JHOOLA HOLDING INCLUDING MANPOWER, COUPLERS, BENDS, TEES, SADDLES, CLAMPS, | 0
1250 | 1250 | WORK CHANGE ORDER | 630108053 | 3 | 18.02.2021 | 1662725.02 | 31891028.1 | 33553753.12 | 0110 | FTTx IBD MUMB0110 RPL House | 3206508 | SUP&LAY FLEX PVC CONDUIT DIA 25MM | 200 | M - Meter | 71 | 14200 | Supplying and laying of following sizes of flexible PVC conduit along with conduit accessories complete as required. | 0
1251 | 1251 | WORK CHANGE ORDER | 630108053 | 3 | 18.02.2021 | 1662725.02 | 31891028.1 | 33553753.12 | 0110 | FTTx IBD MUMB0110 RPL House | 3206510 | SUP&LAY FLEX PVC CONDUIT DIA 40MM | 150 | M - Meter | 116 | 17400 | Supplying and laying of following sizes of flexible PVC conduit along with conduit | 0
1252 | 1252 | WORK CHANGE ORDER | 630108053 | 3 | 18.02.2021 | 1662725.02 | 31891028.1 | 33553753.12 | 0110 | FTTx IBD MUMB0110 RPL House | 3318971 | S&I 25MM FLEXI PVC CONDUIT W/SCAFFOLDING | 100 | 100M - Meter | 144 | 14400 | SUPPLY AND INSTALLATION OF 25MM DIA REINFORCED FLEXIBLE CONDUIT ON EXTERNAL WALL WITH THE HELP OF JHOOLA HOLDING INCLUDING MANPOWER, COUPLERS, BENDS, TEES, | 0
1253 | 1253 | WORK CHANGE ORDER | 630108053 | 3 | 18.02.2021 | 1662725.02 | 31891028.1 | 33553753.12 | 0110 | FTTx IBD MUMB0110 RPL House | 3318972 | S&I 40MM FLEXI PVC CONDUIT W/SCAFFOLDING | 100 | 100M - Meter | 194 | 19400 | SUPPLY AND INSTALLATION OF 40MM DIA REINFORCED FLEXIBLE CONDUIT ON EXTERNAL WALL WITH THE HELP OF JHOOLA HOLDING INCLUDING MANPOWER, COUPLERS, BENDS, TEES, | 0
1254 | 1254 | WORK CHANGE ORDER | 630108053 | 3 | 18.02.2021 | 1662725.02 | 31891028.1 | 33553753.12 | 0110 | FTTx IBD MUMB0110 RPL House | 3319687 | P&F PVC JUNCTION BOX 40MM,4-WAY | 150 | EA - each | 30 | 4500 | CHARGES FOR SUPPLYING AND FIXING OF PVC JUNCTION BOX 40MM,FOUR WAY IN REQUIRED POSITION ALONG THE LINE OF PVC CONDUIT# | 0
1255 | 1255 | WORK CHANGE ORDER | 630108053 | 3 | 18.02.2021 | 1662725.02 | 31891028.1 | 33553753.12 | 0110 | FTTx IBD MUMB0110 RPL House | 3319688 | P&F PVC JUNCTION BOX 40MM,3-WAY | 150 | EA - each | 30 | 4500 | CHARGES FOR SUPPLYING AND FIXING OF PVC JUNCTION BOX 40MM,THREE WAY IN REQUIRED POSITION ALONG THE LINE OF PVC CONDUIT# | 0
1256 | 1256 | WORK CHANGE ORDER | 630108053 | 3 | 18.02.2021 | 1662725.02 | 31891028.1 | 33553753.12 | 0110 | FTTx IBD MUMB0110 RPL House | 3192918 | CHRG:S/F:PVC JUNCTION BOX 25MM,4-WAY | 150 | 150EA - each | 19 | 2850 | CHARGES FOR SUPPLYING AND FIXING OF PVC JUNCTION BOX | 0
1257 | 1257 | WORK CHANGE ORDER | 630108053 | 3 | 18.02.2021 | 1662725.02 | 31891028.1 | 33553753.12 | 0110 | FTTx IBD MUMB0110 RPL House | 3192917 | CHRG:S/F:PVC JUNCTION BOX 25MM,3-WAY | 150 | 150EA - each | 19 | 2850 | CHARGES FOR SUPPLYING AND FIXING OF PVC JUNCTION BOX | 0
1258 | 1258 | WORK CHANGE ORDER | 630108053 | 3 | 18.02.2021 | 1662725.02 | 31891028.1 | 33553753.12 | 0110 | FTTx IBD MUMB0110 RPL House | 3259755 | INSTALLATION OF FDC | 15 | EA - each | 49 | 735 | Installation of Fibre Distribution Cabinet | 0
1259 | 1259 | WORK CHANGE ORDER | 630108053 | 3 | 18.02.2021 | 1662725.02 | 31891028.1 | 33553753.12 | 0110 | FTTx IBD MUMB0110 RPL House | 3294022 | INSTALLATION OF FAT (WALL/POLE MOUNTED) | 50 | 50 EA - each | 49 | 2450 | INSTALLATION OF FIBRE ACCESS TERMINAL (WALL/POLE MOUNTED)# | 0
1260 | 1260 | WORK CHANGE ORDER | 630108053 | 3 | 18.02.2021 | 1662725.02 | 31891028.1 | 33553753.12 | 0110 | FTTx IBD MUMB0110 RPL House | 3293902 | INSTALLATION LEVEL 1 ( S1 ) SPLITTER | 20 | EA - each | 49 | 980 | INSTALLATION OF FREE ISSUED SPLITTER AT SUGGESTED LOCATION INCLUDING ALL MANPOWER, TOOLS TACKLES, HARDWARES ETC. COMPLETE AS PER THE DRG AND DIRECTION OF | 0
1261 | 1261 | WORK CHANGE ORDER | 630108053 | 3 | 18.02.2021 | 1662725.02 | 31891028.1 | 33553753.12 | 0110 | FTTx IBD MUMB0110 RPL House | 3293903 | INSTALLATION LEVEL 2 ( S2 ) SPLITTER | 160 | EA - each | 49 | 7840 | INSTALLATION OF FREE ISSUED SPLITTER AT SUGGESTED LOCATION INCLUDING ALL MANPOWER, TOOLS TACKLES, HARDWARES ETC. COMPLETE AS PER THE DRG AND DIRECTION OF | 0
1262 | 1262 | WORK CHANGE ORDER | 630108053 | 3 | 18.02.2021 | 1662725.02 | 31891028.1 | 33553753.12 | 0110 | FTTx IBD MUMB0110 RPL House | 3252601 | SPLICING,JOINTING & TERMINATION-48F | 500 | 500.000 NOS - No. | 112 | 56000 | CHARGES FOR SPLICING,JOINTING & TERMINATION OF 48F FIBRE. | 0
1263 | 1263 | WORK CHANGE ORDER | 630108053 | 3 | 18.02.2021 | 1662725.02 | 31891028.1 | 33553753.12 | 0110 | FTTx IBD MUMB0110 RPL House | 3252602 | SPLICING,JOINTING & TERMINATION-96F | 192 | 192.000 NOS - No. | 112 | 21504 | CHARGES FOR SPLICING,JOINTING & TERMINATION OF 96F FIBRE. | 0
1264 | 1264 | WORK CHANGE ORDER | 630108053 | 3 | 18.02.2021 | 1662725.02 | 31891028.1 | 33553753.12 | 0110 | FTTx IBD MUMB0110 RPL House | 3300512 | SPLICING & TERM OFC,FIXED COST/DAY | 10 | EA - each | 2425 | 24250 | OFC SPLICING&TERMINATION-FIXED COST/DAY#JOB INVOLVES: 1) SPLICING & TERMINATION OF OFC CABLE AS DIRECTED BY EIC. 2) ALL TOOLS AND TACKLES, PPES, CONSUMABLES ARE IN | 0
1265 | 1265 | WORK CHANGE ORDER | 630108053 | 3 | 18.02.2021 | 1662725.02 | 31891028.1 | 33553753.12 | 0110 | FTTx IBD MUMB0110 RPL House | 3098777 | A11102-SELF ADHESIVE LABELS | 400 | 400.000 | 10 | 4000 | 420 | 0
1266 | 1266 | WORK CHANGE ORDER | 630108053 | 3 | 18.02.2021 | 1662725.02 | 31891028.1 | 33553753.12 | 0110 | FTTx IBD MUMB0110 RPL House | 3295194 | PREPARATION OF AS BUILT DRAWINGS SBP | 15 | 15 EA - each | 194 | 2910 | AS-BUILT DRAWING FOR ALL WORKS PERFORMED AS PER SCOPE | 0
1267 | 1267 | WORK CHANGE ORDER | 630108053 | 3 | 18.02.2021 | 1662725.02 | 31891028.1 | 33553753.12 | 0110 | FTTx IBD MUMB0110 RPL House | 3111341 | DISPOSAL OF WASTE MATERIALS DEBRIS ETC. | 15 | 15.000 NOS - No. | 679 | 10185 | Collection & disposal of various kinds of unwanted materials / debris | 0
1268 | 1268 | WORK CHANGE ORDER | 630108053 | 3 | 18.02.2021 | 1662725.02 | 31891028.1 | 33553753.12 | 0110 | FTTx IBD MUMB0110 RPL House | 3295891 | MATERIAL STORAGE & SECONDARY TRNSPT | 15 | 15 EA - each | 485 | 7275 | STORAGE AND SECONDARY TRANSPORTATION OF FIM MATERIAL TO BUILDINGS, TO BE CALCULATED PER BUILDING# | 0
1269 | 1269 | WORK CHANGE ORDER | 630108053 | 3 | 18.02.2021 | 1662725.02 | 31891028.1 | 33553753.12 | 0110 | FTTx IBD MUMB0110 RPL House | 3295897 | CHRG: PRE EXECUTION BUILDING SURVEY | 15 | 15 EA - each | 290 | 4350 | PRE EXECUTION BUILDING SURVEY:#THIS IS BUILDING SURVEY BEFORE DEPLOYMENT INSIDE BUILDING DEPLOYMENT/CONSTRUCTION INCLUDES LAYING OF CONDUITS AND OTHER ODN | 0
1270 | 1270 | WORK CHANGE ORDER | 630108053 | 3 | 18.02.2021 | 1662725.02 | 31891028.1 | 33553753.12 | 0110 | FTTx IBD MUMB0110 RPL House | 3318382 | CHRG DRILLING OF HOLE 25MM IN BRICK WALL | 50 | 50 EA - each | 82 | 4100 | CHARGES FOR DRILLING HOLES OF DIAMETER 25MM IN BRICK WALL WITH PROPER DRILL MACHINE AND REINSTATEMENT AFTER CONDUITING TO ENSURE WATER PROOFING OF HOLE.# | 0
1271 | 1271 | WORK CHANGE ORDER | 630108053 | 3 | 18.02.2021 | 1662725.02 | 31891028.1 | 33553753.12 | 0110 | FTTx IBD MUMB0110 RPL House | 3318381 | CHRG DRILLING OF HOLE 40MM IN BRICK WALL | 50 | 50 EA - each | 131 | 6550 | CHARGES FOR DRILLING HOLES OF DIAMETER 40MM IN BRICK WALL WITH PROPER DRILL MACHINE AND REINSTATEMENT AFTER CONDUITING TO ENSURE WATER PROOFING OF HOLE.# | 0
1272 | 1272 | WORK CHANGE ORDER | 630108053 | 3 | 18.02.2021 | 1662725.02 | 31891028.1 | 33553753.12 | 0110 | FTTx IBD MUMB0110 RPL House | 3318200 | CHRG DRILLING OF HOLE 25MM DIA IN RCC | 50 | 50 EA - each | 131 | 6550 | CHARGES FOR DRILLING HOLES OF DIAMETER 25MM IN RCC WITH PROPER DRILL MACHINE AND REINSTATEMENT AFTER CONDUITING TO ENSURE WATER PROOFING OF HOLE.# | 0
1273 | 1273 | WORK CHANGE ORDER | 630108053 | 3 | 18.02.2021 | 1662725.02 | 31891028.1 | 33553753.12 | 0110 | FTTx IBD MUMB0110 RPL House | 3297469 | CHRG:DRILLING OF HOLE 40MM DIA IN RCC | 50 | 50 EA - each | 165 | 8250 | CHARGES FOR DRILLING HOLES OF DIAMETER ~40MM IN RCC WITH PROPER DRILL MACHINE AND REINSTATEMENT AFTER CONDUITING TO ENSURE WATER PROOFING OF HOLE. | 0
1274 | 1274 | WORK CHANGE ORDER | 630108053 | 3 | 18.02.2021 | 1662725.02 | 31891028.1 | 33553753.12 | 0110 | FTTx IBD MUMB0110 RPL House | 3319692 | S&I SIMPLEX PLUG,F/40MM HDPE DUCT | 60 | EA - each | 49 | 2940 | CHARGES FOR SUPPLYING AND FIXING OF SIMPLEX PLUG FOR 40 MM HDPE DUCT# | 0
1275 | 1275 | WORK CHANGE ORDER | 630108053 | 3 | 18.02.2021 | 1662725.02 | 31891028.1 | 33553753.12 | 0116 | FTTx IBD MUMB0116 Hotel Supreme | 3293883 | CHRG;SHALLOW TRENCH 40 OR 48MM 7WAY DUCT | 50 | 50 M - Meter | 160 | 8000 | EXCAVATION OF SHALLOW TRENCHES MANUALLY/CHIPPING/SLITTING UPTO A DEPTH OF 300 MM, WIDE UP TO 100 MM IN ASPHALT / CONCRETE / TILED SURFACE, LAYING 1 X 40 MM / 1 X 7 | 0
1276 | 1276 | WORK CHANGE ORDER | 630108053 | 3 | 18.02.2021 | 1662725.02 | 31891028.1 | 33553753.12 | 0116 | FTTx IBD MUMB0116 Hotel Supreme | 3314515 | CHRG:SHALLOW TREN 40MM DUCT W/2 NOS | 50 | 50 M - Meter | 160 | 8000 | EXCAVATION OF SHALLOW TRENCHES MANUALLY/CHIPPING/SLITTING IN ASPHALT / CONCRETE / TILED SURFACE, LAYING 2 NOS 40 MM DUCT AND FILLING THE COMPLETE DEPTH, INCLUDING | 5
1277 | 1277 | WORK CHANGE ORDER | 630108053 | 3 | 18.02.2021 | 1662725.02 | 31891028.1 | 33553753.12 | 0116 | FTTx IBD MUMB0116 Hotel Supreme | 3293878 | CHRG;CLAMPING-1X40MM/1X7WAY MICRO DUCT | 100 | 100M - Meter | 49 | 4900 | CLAMPING OF THE DUCTS 1 X 40 MM / 1 X 7 WAY MICRO DUCT ( 48 MM OD ) ALONG THE WALL WITH THE HELP OF CLAMPING AT EVERY 1 M C/C# | 0
1278 | 1278 | WORK CHANGE ORDER | 630108053 | 3 | 18.02.2021 | 1662725.02 | 31891028.1 | 33553753.12 | 0116 | FTTx IBD MUMB0116 Hotel Supreme | 3292713 | CHRGS FOR TRANS&INST OF ADSS CABLE-96F | 500 | 500M - Meter | 40 | 20000 | CHARGES FOR TRANSPORTATION & INSTALLATION OF ADSS CABLE- EIC - 96F# | 0
1279 | 1279 | WORK CHANGE ORDER | 630108053 | 3 | 18.02.2021 | 1662725.02 | 31891028.1 | 33553753.12 | 0116 | FTTx IBD MUMB0116 Hotel Supreme | 3294064 | INSTALLATION 48 F ADSS / FIG 8 CABLE | 1000 | 1,000 | 34 | 34000 | INSTALLATION OF THE AERIAL CABLE (48 F ADSS / FIG 8 ) ALONG WITH THE ACCESSORIES. RATE INCLUDES SURVEY COST AND LOCAL LIASIONING CHARGES. | 0
1280 | 1280 | WORK CHANGE ORDER | 630108053 | 3 | 18.02.2021 | 1662725.02 | 31891028.1 | 33553753.12 | 0116 | FTTx IBD MUMB0116 Hotel Supreme | 3294065 | INSTALLATION12F ADSS / FIG 8 CABLE | 1500 | 1,500 | 24 | 36000 | INSTALLATION OF THE AERIAL CABLE (12 F ADSS / FIG 8 ) ALONG WITH THE ACCESSORIES. RATE INCLUDES SURVEY COST AND LOCAL LIASIONING CHARGES. | 0
1281 | 1281 | WORK CHANGE ORDER | 630108053 | 3 | 18.02.2021 | 1662725.02 | 31891028.1 | 33553753.12 | 0116 | FTTx IBD MUMB0116 Hotel Supreme | 3294710 | INSTALLATION 6F ADSS / FIG 8 CABLE | 500 | M - Meter | 19 | 9500 | INSTALLATION OF THE AERIAL CABLE (6 F ADSS / FIG 8 ) ALONG WITH THE ACCESSORIES. RATE INCLUDES SURVEY COST AND LOCAL LIASIONING CHARGES. # | 0
1282 | 1282 | WORK CHANGE ORDER | 630108053 | 3 | 18.02.2021 | 1662725.02 | 31891028.1 | 33553753.12 | 0116 | FTTx IBD MUMB0116 Hotel Supreme | 3252599 | BLOWING OF 96F | 500 | M - Meter | 15 | 7500 | CHARGES FOR BLOWING OF 96F FIBRE. | 0
1283 | 1283 | WORK CHANGE ORDER | 630108053 | 3 | 18.02.2021 | 1662725.02 | 31891028.1 | 33553753.12 | 0116 | FTTx IBD MUMB0116 Hotel Supreme | 3294262 | BLOWING / PULLING-48 F | 700 | M - Meter | 10 | 7000 | PULLING/BLOWING OF OFC- 48 F INCLUDING ALL MATERIALS, LABOUR, TOOLS, TACKLES, ETC.. # | 55
1284 | 1284 | WORK CHANGE ORDER | 630108053 | 3 | 18.02.2021 | 1662725.02 | 31891028.1 | 33553753.12 | 0116 | FTTx IBD MUMB0116 Hotel Supreme | 3294264 | BLOWING / PULLING-12 F | 2000 | 2,000 | 7 | 14000 | PULLING/BLOWING OF OFC-12F INCLUDING ALL MATERIALS, LABOUR, TOOLS, TACKLES, ETC.. # | 169
1285 | 1285 | WORK CHANGE ORDER | 630108053 | 3 | 18.02.2021 | 1662725.02 | 31891028.1 | 33553753.12 | 0116 | FTTx IBD MUMB0116 Hotel Supreme | 3294265 | BLOWING / PULLING-6 F | 1000 | 1,000 | 5 | 5000 | PULLING/BLOWING OF OFC-6F INCLUDING ALL MATERIALS, LABOUR, TOOLS, TACKLES, ETC.. # | 0
1286 | 1286 | WORK CHANGE ORDER | 630108053 | 3 | 18.02.2021 | 1662725.02 | 31891028.1 | 33553753.12 | 0116 | FTTx IBD MUMB0116 Hotel Supreme | 3291570 | INSTLTN OF ACCESS CHAMBER 750X400X500 MM | 2 | 2 EA - each | 2328 | 4656 | INSTALLATION OF ACCESS CHAMBERS - SIZE - 750X400X500 MM DEEP.#INCLUDING COVER & LIFTING OF ACCESS CHAMBER-UPTO 50KMS INCLUDING HANDLING ,#EXCAVATION & | 0
1287 | 1287 | WORK CHANGE ORDER | 630108053 | 3 | 18.02.2021 | 1662725.02 | 31891028.1 | 33553753.12 | 0116 | FTTx IBD MUMB0116 Hotel Supreme | 3314518 | INST OF PULLING CHAMBER 400X400X500MM | 10 | 10 EA - each | 970 | 9700 | INSTALLATION OF PULLING CHAMBERS - SIZE - 400X400X500 MM DEEP ; INCLUDING COVER .#EXCAVATION & BACKFILLING OF PITS ETC AS PER DRAWINGS , SPECIFICATIONS#AND AS | 0
1288 | 1288 | WORK CHANGE ORDER | 630108053 | 3 | 18.02.2021 | 1662725.02 | 31891028.1 | 33553753.12 | 0116 | FTTx IBD MUMB0116 Hotel Supreme | 3294239 | CHRG;REINST,TRENCH,PCC-1:2:4,GRAVEL 20MM | 1 | 1 M3 - Cubic meter | 5335 | 5335 | CHARGES FOR REINSTATEMENT OF THE TRENCHES / PITS INCLUDING ALL MATERIALS , LABOUR, TOOLS TACKES ETC..BY PCC -1:2:4 GRAVEL SIZE - 20 MM & CURING FOR 7 DAYS. THIS ITEM | 0
1289 | 1289 | WORK CHANGE ORDER | 630108053 | 3 | 18.02.2021 | 1662725.02 | 31891028.1 | 33553753.12 | 0116 | FTTx IBD MUMB0116 Hotel Supreme | 3291785 | RSTRTN EXCVTD SURFACE- W/COLD BITUMEN | 10 | 10 M - Meter | 1000 | 10000 | CHARGES FOR RESTORATION OF THE EXCAVATED SURFACES USING THE COLD BITUMEN INCLUDING PROPER COMPACTION ETC. ALL COMPLETE INCLUDING ALL MATERIALS TOOLS TACKLES | 0
1290 | 1290 | WORK CHANGE ORDER | 630108053 | 3 | 18.02.2021 | 1662725.02 | 31891028.1 | 33553753.12 | 0116 | FTTx IBD MUMB0116 Hotel Supreme | 3291786 | RSTRTN EXCVTD SURFACES-W/ HOT BITUMEN | 10 | 10 M - Meter | 383 | 3830 | CHARGES FOR RESTORATION OF THE EXCAVATED SURFACES USING THE HOT BITUMEN INCLUDING PROPER COMPACTION ETC. ALL COMPLETE INCLUDING ALL MATERIALS TOOLS TACKLES | 0
1291 | 1291 | WORK CHANGE ORDER | 630108053 | 3 | 18.02.2021 | 1662725.02 | 31891028.1 | 33553753.12 | 0116 | FTTx IBD MUMB0116 Hotel Supreme | 3290664 | CHRG F/RESTORATN OF SURF ;W/EXT TILES | 30 | 30 M - Meter | 286 | 8580 | CHARGES FOR RESTORATION OF THE EXCAVATED SURFACES USING THE EXISTING TILES OVER 100 MM THICK CONCRETE BEDDING. THE COST TO INCLUDE THE COST OF THE TILES, | 0
1292 | 1292 | WORK CHANGE ORDER | 630108053 | 3 | 18.02.2021 | 1662725.02 | 31891028.1 | 33553753.12 | 0116 | FTTx IBD MUMB0116 Hotel Supreme | 3291784 | RSTRTN EXCVTD SURFACE-W/ PAVER BLOCK | 30 | 30 M - Meter | 631 | 18930 | CHARGES FOR RESTORATION OF THE EXCAVATED SURFACE USING NEW INTER LOCKING PAVER BLOCK OVER 100 MM THICK CONCRETE BEDDING. THE COST TO INCLUDE THE COST OF THE | 0
1293 | 1293 | WORK CHANGE ORDER | 630108053 | 3 | 18.02.2021 | 1662725.02 | 31891028.1 | 33553753.12 | 0116 | FTTx IBD MUMB0116 Hotel Supreme | 3291783 | RESTORATION OF EXCV SURFACE-W/KOTA STONE | 10 | 10 M - Meter | 550 | 5500 | CHARGES FOR RESTORATION OF THE EXCAVATED SURFACE USING NEW KOTA STONE OVER 100 MM THICK CONCRETE BEDDING. THE COST TO INCLUDE THE COST OF THE KOTA STONE , | 0
1294 | 1294 | WORK CHANGE ORDER | 630108053 | 3 | 18.02.2021 | 1662725.02 | 31891028.1 | 33553753.12 | 0116 | FTTx IBD MUMB0116 Hotel Supreme | 3290665 | CHRG F/RESTORATN OF SURF ;W/CHEQUED TILE | 30 | 30 M - Meter | 419 | 12570 | CHARGES FOR RESTORATION OF THE EXCAVATED SURFACE USING NEW INTER CHEQUERED TILE OVER 100 MM THICK CONCRETE BEDDING. THE COST TO INCLUDE THE COST OF THE KOTA | 0
1295 | 1295 | WORK CHANGE ORDER | 630108053 | 3 | 18.02.2021 | 1662725.02 | 31891028.1 | 33553753.12 | 0116 | FTTx IBD MUMB0116 Hotel Supreme | 3171149 | S/FIXING PVC CONDUIT 25 MM | 1000 | 1,000 | 60 | 60000 | S/FIXING PVC CONDUIT 25MM | 0
1296 | 1296 | WORK CHANGE ORDER | 630108053 | 3 | 18.02.2021 | 1662725.02 | 31891028.1 | 33553753.12 | 0116 | FTTx IBD MUMB0116 Hotel Supreme | 3171151 | S/FIXING PVC CONDUIT 40 MM | 600 | M - Meter | 111 | 66600 | S/FIXING PVC CONDUIT 40 MM | 85
1297 | 1297 | WORK CHANGE ORDER | 630108053 | 3 | 18.02.2021 | 1662725.02 | 31891028.1 | 33553753.12 | 0116 | FTTx IBD MUMB0116 Hotel Supreme | 3318608 | S&I 25MM PVC CONDUIT USING SCAFFOLDING | 100 | 100M - Meter | 133 | 13300 | SUPPLY AND INSTALLATION OF 25MM OUTER DIA CONDUIT ON EXTERNAL WALL WITH THE HELP OF JHOOLA HOLDING INCLUDING MANPOWER, COUPLERS, BENDS, TEES, SADDLES, CLAMPS, | 0
1298 | 1298 | WORK CHANGE ORDER | 630108053 | 3 | 18.02.2021 | 1662725.02 | 31891028.1 | 33553753.12 | 0116 | FTTx IBD MUMB0116 Hotel Supreme | 3318609 | S&I 40MM PVC CONDUIT USING SCAFFOLDING | 100 | 100M - Meter | 188 | 18800 | SUPPLY AND INSTALLATION OF 40MM OUTER DIA CONDUIT ON EXTERNAL WALL WITH THE HELP OF JHOOLA HOLDING INCLUDING MANPOWER, COUPLERS, BENDS, TEES, SADDLES, CLAMPS, | 0
1299 | 1299 | WORK CHANGE ORDER | 630108053 | 3 | 18.02.2021 | 1662725.02 | 31891028.1 | 33553753.12 | 0116 | FTTx IBD MUMB0116 Hotel Supreme | 3206508 | SUP&LAY FLEX PVC CONDUIT DIA 25MM | 200 | M - Meter | 71 | 14200 | Supplying and laying of following sizes of flexible PVC conduit along with conduit accessories complete as required. | 0
1300 | 1300 | WORK CHANGE ORDER | 630108053 | 3 | 18.02.2021 | 1662725.02 | 31891028.1 | 33553753.12 | 0116 | FTTx IBD MUMB0116 Hotel Supreme | 3206510 | SUP&LAY FLEX PVC CONDUIT DIA 40MM | 150 | M - Meter | 116 | 17400 | Supplying and laying of following sizes of flexible PVC conduit along with conduit | 40
1301 | 1301 | WORK CHANGE ORDER | 630108053 | 3 | 18.02.2021 | 1662725.02 | 31891028.1 | 33553753.12 | 0116 | FTTx IBD MUMB0116 Hotel Supreme | 3318971 | S&I 25MM FLEXI PVC CONDUIT W/SCAFFOLDING | 100 | 100M - Meter | 144 | 14400 | SUPPLY AND INSTALLATION OF 25MM DIA REINFORCED FLEXIBLE CONDUIT ON EXTERNAL WALL WITH THE HELP OF JHOOLA HOLDING INCLUDING MANPOWER, COUPLERS, BENDS, TEES, | 0
1302 | 1302 | WORK CHANGE ORDER | 630108053 | 3 | 18.02.2021 | 1662725.02 | 31891028.1 | 33553753.12 | 0116 | FTTx IBD MUMB0116 Hotel Supreme | 3318972 | S&I 40MM FLEXI PVC CONDUIT W/SCAFFOLDING | 100 | 100M - Meter | 194 | 19400 | SUPPLY AND INSTALLATION OF 40MM DIA REINFORCED FLEXIBLE CONDUIT ON EXTERNAL WALL WITH THE HELP OF JHOOLA HOLDING INCLUDING MANPOWER, COUPLERS, BENDS, TEES, | 0
1303 | 1303 | WORK CHANGE ORDER | 630108053 | 3 | 18.02.2021 | 1662725.02 | 31891028.1 | 33553753.12 | 0116 | FTTx IBD MUMB0116 Hotel Supreme | 3319687 | P&F PVC JUNCTION BOX 40MM,4-WAY | 150 | EA - each | 30 | 4500 | CHARGES FOR SUPPLYING AND FIXING OF PVC JUNCTION BOX 40MM,FOUR WAY IN REQUIRED POSITION ALONG THE LINE OF PVC CONDUIT# | 3
1304 | 1304 | WORK CHANGE ORDER | 630108053 | 3 | 18.02.2021 | 1662725.02 | 31891028.1 | 33553753.12 | 0116 | FTTx IBD MUMB0116 Hotel Supreme | 3319688 | P&F PVC JUNCTION BOX 40MM,3-WAY | 150 | EA - each | 30 | 4500 | CHARGES FOR SUPPLYING AND FIXING OF PVC JUNCTION BOX 40MM,THREE WAY IN REQUIRED POSITION ALONG THE LINE OF PVC CONDUIT# | 0
1305 | 1305 | WORK CHANGE ORDER | 630108053 | 3 | 18.02.2021 | 1662725.02 | 31891028.1 | 33553753.12 | 0116 | FTTx IBD MUMB0116 Hotel Supreme | 3192918 | CHRG:S/F:PVC JUNCTION BOX 25MM,4-WAY | 150 | 150EA - each | 19 | 2850 | CHARGES FOR SUPPLYING AND FIXING OF PVC JUNCTION BOX | 0
1306 | 1306 | WORK CHANGE ORDER | 630108053 | 3 | 18.02.2021 | 1662725.02 | 31891028.1 | 33553753.12 | 0116 | FTTx IBD MUMB0116 Hotel Supreme | 3192917 | CHRG:S/F:PVC JUNCTION BOX 25MM,3-WAY | 150 | 150EA - each | 19 | 2850 | CHARGES FOR SUPPLYING AND FIXING OF PVC JUNCTION BOX | 0
1307 | 1307 | WORK CHANGE ORDER | 630108053 | 3 | 18.02.2021 | 1662725.02 | 31891028.1 | 33553753.12 | 0116 | FTTx IBD MUMB0116 Hotel Supreme | 3259755 | INSTALLATION OF FDC | 15 | EA - each | 49 | 735 | Installation of Fibre Distribution Cabinet | 1
1308 | 1308 | WORK CHANGE ORDER | 630108053 | 3 | 18.02.2021 | 1662725.02 | 31891028.1 | 33553753.12 | 0116 | FTTx IBD MUMB0116 Hotel Supreme | 3294022 | INSTALLATION OF FAT (WALL/POLE MOUNTED) | 50 | 50 EA - each | 49 | 2450 | INSTALLATION OF FIBRE ACCESS TERMINAL (WALL/POLE MOUNTED)# | 2
1309 | 1309 | WORK CHANGE ORDER | 630108053 | 3 | 18.02.2021 | 1662725.02 | 31891028.1 | 33553753.12 | 0116 | FTTx IBD MUMB0116 Hotel Supreme | 3293902 | INSTALLATION LEVEL 1 ( S1 ) SPLITTER | 20 | EA - each | 49 | 980 | INSTALLATION OF FREE ISSUED SPLITTER AT SUGGESTED LOCATION INCLUDING ALL MANPOWER, TOOLS TACKLES, HARDWARES ETC. COMPLETE AS PER THE DRG AND DIRECTION OF | 1
1310 | 1310 | WORK CHANGE ORDER | 630108053 | 3 | 18.02.2021 | 1662725.02 | 31891028.1 | 33553753.12 | 0116 | FTTx IBD MUMB0116 Hotel Supreme | 3293903 | INSTALLATION LEVEL 2 ( S2 ) SPLITTER | 160 | EA - each | 49 | 7840 | INSTALLATION OF FREE ISSUED SPLITTER AT SUGGESTED LOCATION INCLUDING ALL MANPOWER, TOOLS TACKLES, HARDWARES ETC. COMPLETE AS PER THE DRG AND DIRECTION OF | 2
1311 | 1311 | WORK CHANGE ORDER | 630108053 | 3 | 18.02.2021 | 1662725.02 | 31891028.1 | 33553753.12 | 0116 | FTTx IBD MUMB0116 Hotel Supreme | 3252601 | SPLICING,JOINTING & TERMINATION-48F | 500 | 500.000 NOS - No. | 112 | 56000 | CHARGES FOR SPLICING,JOINTING & TERMINATION OF 48F FIBRE. | 21
1312 | 1312 | WORK CHANGE ORDER | 630108053 | 3 | 18.02.2021 | 1662725.02 | 31891028.1 | 33553753.12 | 0116 | FTTx IBD MUMB0116 Hotel Supreme | 3252602 | SPLICING,JOINTING & TERMINATION-96F | 192 | 192.000 NOS - No. | 112 | 21504 | CHARGES FOR SPLICING,JOINTING & TERMINATION OF 96F FIBRE. | 0
1313 | 1313 | WORK CHANGE ORDER | 630108053 | 3 | 18.02.2021 | 1662725.02 | 31891028.1 | 33553753.12 | 0116 | FTTx IBD MUMB0116 Hotel Supreme | 3300512 | SPLICING & TERM OFC,FIXED COST/DAY | 10 | EA - each | 2425 | 24250 | OFC SPLICING&TERMINATION-FIXED COST/DAY#JOB INVOLVES: 1) SPLICING & TERMINATION OF OFC CABLE AS DIRECTED BY EIC. 2) ALL TOOLS AND TACKLES, PPES, CONSUMABLES ARE IN | 0
1314 | 1314 | WORK CHANGE ORDER | 630108053 | 3 | 18.02.2021 | 1662725.02 | 31891028.1 | 33553753.12 | 0116 | FTTx IBD MUMB0116 Hotel Supreme | 3098777 | A11102-SELF ADHESIVE LABELS | 400 | 400.000 | 10 | 4000 | 420 | 6
1315 | 1315 | WORK CHANGE ORDER | 630108053 | 3 | 18.02.2021 | 1662725.02 | 31891028.1 | 33553753.12 | 0116 | FTTx IBD MUMB0116 Hotel Supreme | 3295194 | PREPARATION OF AS BUILT DRAWINGS SBP | 15 | 15 EA - each | 194 | 2910 | AS-BUILT DRAWING FOR ALL WORKS PERFORMED AS PER SCOPE | 0
1316 | 1316 | WORK CHANGE ORDER | 630108053 | 3 | 18.02.2021 | 1662725.02 | 31891028.1 | 33553753.12 | 0116 | FTTx IBD MUMB0116 Hotel Supreme | 3111341 | DISPOSAL OF WASTE MATERIALS DEBRIS ETC. | 15 | 15.000 NOS - No. | 679 | 10185 | Collection & disposal of various kinds of unwanted materials / debris | 0
1317 | 1317 | WORK CHANGE ORDER | 630108053 | 3 | 18.02.2021 | 1662725.02 | 31891028.1 | 33553753.12 | 0116 | FTTx IBD MUMB0116 Hotel Supreme | 3295891 | MATERIAL STORAGE & SECONDARY TRNSPT | 15 | 15 EA - each | 485 | 7275 | STORAGE AND SECONDARY TRANSPORTATION OF FIM MATERIAL TO BUILDINGS, TO BE CALCULATED PER BUILDING# | 0
1318 | 1318 | WORK CHANGE ORDER | 630108053 | 3 | 18.02.2021 | 1662725.02 | 31891028.1 | 33553753.12 | 0116 | FTTx IBD MUMB0116 Hotel Supreme | 3295897 | CHRG: PRE EXECUTION BUILDING SURVEY | 15 | 15 EA - each | 290 | 4350 | PRE EXECUTION BUILDING SURVEY:#THIS IS BUILDING SURVEY BEFORE DEPLOYMENT INSIDE BUILDING DEPLOYMENT/CONSTRUCTION INCLUDES LAYING OF CONDUITS AND OTHER ODN | 0
1319 | 1319 | WORK CHANGE ORDER | 630108053 | 3 | 18.02.2021 | 1662725.02 | 31891028.1 | 33553753.12 | 0116 | FTTx IBD MUMB0116 Hotel Supreme | 3318382 | CHRG DRILLING OF HOLE 25MM IN BRICK WALL | 50 | 50 EA - each | 82 | 4100 | CHARGES FOR DRILLING HOLES OF DIAMETER 25MM IN BRICK WALL WITH PROPER DRILL MACHINE AND REINSTATEMENT AFTER CONDUITING TO ENSURE WATER PROOFING OF HOLE.# | 0
1320 | 1320 | WORK CHANGE ORDER | 630108053 | 3 | 18.02.2021 | 1662725.02 | 31891028.1 | 33553753.12 | 0116 | FTTx IBD MUMB0116 Hotel Supreme | 3318381 | CHRG DRILLING OF HOLE 40MM IN BRICK WALL | 50 | 50 EA - each | 131 | 6550 | CHARGES FOR DRILLING HOLES OF DIAMETER 40MM IN BRICK WALL WITH PROPER DRILL MACHINE AND REINSTATEMENT AFTER CONDUITING TO ENSURE WATER PROOFING OF HOLE.# | 0
1321 | 1321 | WORK CHANGE ORDER | 630108053 | 3 | 18.02.2021 | 1662725.02 | 31891028.1 | 33553753.12 | 0116 | FTTx IBD MUMB0116 Hotel Supreme | 3318200 | CHRG DRILLING OF HOLE 25MM DIA IN RCC | 50 | 50 EA - each | 131 | 6550 | CHARGES FOR DRILLING HOLES OF DIAMETER 25MM IN RCC WITH PROPER DRILL MACHINE AND REINSTATEMENT AFTER CONDUITING TO ENSURE WATER PROOFING OF HOLE.# | 3
1322 | 1322 | WORK CHANGE ORDER | 630108053 | 3 | 18.02.2021 | 1662725.02 | 31891028.1 | 33553753.12 | 0116 | FTTx IBD MUMB0116 Hotel Supreme | 3297469 | CHRG:DRILLING OF HOLE 40MM DIA IN RCC | 50 | 50 EA - each | 165 | 8250 | CHARGES FOR DRILLING HOLES OF DIAMETER ~40MM IN RCC WITH PROPER DRILL MACHINE AND REINSTATEMENT AFTER CONDUITING TO ENSURE WATER PROOFING OF HOLE. | 0
1323 | 1323 | WORK CHANGE ORDER | 630108053 | 3 | 18.02.2021 | 1662725.02 | 31891028.1 | 33553753.12 | 0116 | FTTx IBD MUMB0116 Hotel Supreme | 3319692 | S&I SIMPLEX PLUG,F/40MM HDPE DUCT | 60 | EA - each | 49 | 2940 | CHARGES FOR SUPPLYING AND FIXING OF SIMPLEX PLUG FOR 40 MM HDPE DUCT# | 0
1324 | 1324 | WORK CHANGE ORDER | 630108053 | 3 | 18.02.2021 | 1662725.02 | 31891028.1 | 33553753.12 | 0118 | FTTx IBD MUMB0118 Taj Wellington Mews | 3293883 | CHRG;SHALLOW TRENCH 40 OR 48MM 7WAY DUCT | 50 | 50 M - Meter | 160 | 8000 | EXCAVATION OF SHALLOW TRENCHES MANUALLY/CHIPPING/SLITTING UPTO A DEPTH OF 300 MM, WIDE UP TO 100 MM IN ASPHALT / CONCRETE / TILED SURFACE, LAYING 1 X 40 MM / 1 X 7 | 0
1325 | 1325 | WORK CHANGE ORDER | 630108053 | 3 | 18.02.2021 | 1662725.02 | 31891028.1 | 33553753.12 | 0118 | FTTx IBD MUMB0118 Taj Wellington Mews | 3314515 | CHRG:SHALLOW TREN 40MM DUCT W/2 NOS | 50 | 50 M - Meter | 160 | 8000 | EXCAVATION OF SHALLOW TRENCHES MANUALLY/CHIPPING/SLITTING IN ASPHALT / CONCRETE / TILED SURFACE, LAYING 2 NOS 40 MM DUCT AND FILLING THE COMPLETE DEPTH, INCLUDING | 0
1326 | 1326 | WORK CHANGE ORDER | 630108053 | 3 | 18.02.2021 | 1662725.02 | 31891028.1 | 33553753.12 | 0118 | FTTx IBD MUMB0118 Taj Wellington Mews | 3293878 | CHRG;CLAMPING-1X40MM/1X7WAY MICRO DUCT | 100 | 100M - Meter | 49 | 4900 | CLAMPING OF THE DUCTS 1 X 40 MM / 1 X 7 WAY MICRO DUCT ( 48 MM OD ) ALONG THE WALL WITH THE HELP OF CLAMPING AT EVERY 1 M C/C# | 0
1327 | 1327 | WORK CHANGE ORDER | 630108053 | 3 | 18.02.2021 | 1662725.02 | 31891028.1 | 33553753.12 | 0118 | FTTx IBD MUMB0118 Taj Wellington Mews | 3292713 | CHRGS FOR TRANS&INST OF ADSS CABLE-96F | 500 | 500M - Meter | 40 | 20000 | CHARGES FOR TRANSPORTATION & INSTALLATION OF ADSS CABLE- EIC - 96F# | 0
1328 | 1328 | WORK CHANGE ORDER | 630108053 | 3 | 18.02.2021 | 1662725.02 | 31891028.1 | 33553753.12 | 0118 | FTTx IBD MUMB0118 Taj Wellington Mews | 3294064 | INSTALLATION 48 F ADSS / FIG 8 CABLE | 1000 | 1,000 | 34 | 34000 | INSTALLATION OF THE AERIAL CABLE (48 F ADSS / FIG 8 ) ALONG WITH THE ACCESSORIES. RATE INCLUDES SURVEY COST AND LOCAL LIASIONING CHARGES. | 0
1329 | 1329 | WORK CHANGE ORDER | 630108053 | 3 | 18.02.2021 | 1662725.02 | 31891028.1 | 33553753.12 | 0118 | FTTx IBD MUMB0118 Taj Wellington Mews | 3294065 | INSTALLATION12F ADSS / FIG 8 CABLE | 1500 | 1,500 | 24 | 36000 | INSTALLATION OF THE AERIAL CABLE (12 F ADSS / FIG 8 ) ALONG WITH THE ACCESSORIES. RATE INCLUDES SURVEY COST AND LOCAL LIASIONING CHARGES. | 0
1330 | 1330 | WORK CHANGE ORDER | 630108053 | 3 | 18.02.2021 | 1662725.02 | 31891028.1 | 33553753.12 | 0118 | FTTx IBD MUMB0118 Taj Wellington Mews | 3294710 | INSTALLATION 6F ADSS / FIG 8 CABLE | 500 | M - Meter | 19 | 9500 | INSTALLATION OF THE AERIAL CABLE (6 F ADSS / FIG 8 ) ALONG WITH THE ACCESSORIES. RATE INCLUDES SURVEY COST AND LOCAL LIASIONING CHARGES. # | 0
1331 | 1331 | WORK CHANGE ORDER | 630108053 | 3 | 18.02.2021 | 1662725.02 | 31891028.1 | 33553753.12 | 0118 | FTTx IBD MUMB0118 Taj Wellington Mews | 3252599 | BLOWING OF 96F | 500 | M - Meter | 15 | 7500 | CHARGES FOR BLOWING OF 96F FIBRE. | 0
1332 | 1332 | WORK CHANGE ORDER | 630108053 | 3 | 18.02.2021 | 1662725.02 | 31891028.1 | 33553753.12 | 0118 | FTTx IBD MUMB0118 Taj Wellington Mews | 3294262 | BLOWING / PULLING-48 F | 700 | M - Meter | 10 | 7000 | PULLING/BLOWING OF OFC- 48 F INCLUDING ALL MATERIALS, LABOUR, TOOLS, TACKLES, ETC.. # | 0
1333 | 1333 | WORK CHANGE ORDER | 630108053 | 3 | 18.02.2021 | 1662725.02 | 31891028.1 | 33553753.12 | 0118 | FTTx IBD MUMB0118 Taj Wellington Mews | 3294264 | BLOWING / PULLING-12 F | 2000 | 2,000 | 7 | 14000 | PULLING/BLOWING OF OFC-12F INCLUDING ALL MATERIALS, LABOUR, TOOLS, TACKLES, ETC.. # | 0
1334 | 1334 | WORK CHANGE ORDER | 630108053 | 3 | 18.02.2021 | 1662725.02 | 31891028.1 | 33553753.12 | 0118 | FTTx IBD MUMB0118 Taj Wellington Mews | 3294265 | BLOWING / PULLING-6 F | 1000 | 1,000 | 5 | 5000 | PULLING/BLOWING OF OFC-6F INCLUDING ALL MATERIALS, LABOUR, TOOLS, TACKLES, ETC.. # | 0
1335 | 1335 | WORK CHANGE ORDER | 630108053 | 3 | 18.02.2021 | 1662725.02 | 31891028.1 | 33553753.12 | 0118 | FTTx IBD MUMB0118 Taj Wellington Mews | 3291570 | INSTLTN OF ACCESS CHAMBER 750X400X500 MM | 2 | 2 EA - each | 2328 | 4656 | INSTALLATION OF ACCESS CHAMBERS - SIZE - 750X400X500 MM DEEP.#INCLUDING COVER & LIFTING OF ACCESS CHAMBER-UPTO 50KMS INCLUDING HANDLING ,#EXCAVATION & | 0
1336 | 1336 | WORK CHANGE ORDER | 630108053 | 3 | 18.02.2021 | 1662725.02 | 31891028.1 | 33553753.12 | 0118 | FTTx IBD MUMB0118 Taj Wellington Mews | 3314518 | INST OF PULLING CHAMBER 400X400X500MM | 10 | 10 EA - each | 970 | 9700 | INSTALLATION OF PULLING CHAMBERS - SIZE - 400X400X500 MM DEEP ; INCLUDING COVER .#EXCAVATION & BACKFILLING OF PITS ETC AS PER DRAWINGS , SPECIFICATIONS#AND AS | 0
1337 | 1337 | WORK CHANGE ORDER | 630108053 | 3 | 18.02.2021 | 1662725.02 | 31891028.1 | 33553753.12 | 0118 | FTTx IBD MUMB0118 Taj Wellington Mews | 3294239 | CHRG;REINST,TRENCH,PCC-1:2:4,GRAVEL 20MM | 1 | 1 M3 - Cubic meter | 5335 | 5335 | CHARGES FOR REINSTATEMENT OF THE TRENCHES / PITS INCLUDING ALL MATERIALS , LABOUR, TOOLS TACKES ETC..BY PCC -1:2:4 GRAVEL SIZE - 20 MM & CURING FOR 7 DAYS. THIS ITEM | 0
1338 | 1338 | WORK CHANGE ORDER | 630108053 | 3 | 18.02.2021 | 1662725.02 | 31891028.1 | 33553753.12 | 0118 | FTTx IBD MUMB0118 Taj Wellington Mews | 3291785 | RSTRTN EXCVTD SURFACE- W/COLD BITUMEN | 10 | 10 M - Meter | 1000 | 10000 | CHARGES FOR RESTORATION OF THE EXCAVATED SURFACES USING THE COLD BITUMEN INCLUDING PROPER COMPACTION ETC. ALL COMPLETE INCLUDING ALL MATERIALS TOOLS TACKLES | 0
1339 | 1339 | WORK CHANGE ORDER | 630108053 | 3 | 18.02.2021 | 1662725.02 | 31891028.1 | 33553753.12 | 0118 | FTTx IBD MUMB0118 Taj Wellington Mews | 3291786 | RSTRTN EXCVTD SURFACES-W/ HOT BITUMEN | 10 | 10 M - Meter | 383 | 3830 | CHARGES FOR RESTORATION OF THE EXCAVATED SURFACES USING THE HOT BITUMEN INCLUDING PROPER COMPACTION ETC. ALL COMPLETE INCLUDING ALL MATERIALS TOOLS TACKLES | 0
1340 | 1340 | WORK CHANGE ORDER | 630108053 | 3 | 18.02.2021 | 1662725.02 | 31891028.1 | 33553753.12 | 0118 | FTTx IBD MUMB0118 Taj Wellington Mews | 3290664 | CHRG F/RESTORATN OF SURF ;W/EXT TILES | 30 | 30 M - Meter | 286 | 8580 | CHARGES FOR RESTORATION OF THE EXCAVATED SURFACES USING THE EXISTING TILES OVER 100 MM THICK CONCRETE BEDDING. THE COST TO INCLUDE THE COST OF THE TILES, | 0
1341 | 1341 | WORK CHANGE ORDER | 630108053 | 3 | 18.02.2021 | 1662725.02 | 31891028.1 | 33553753.12 | 0118 | FTTx IBD MUMB0118 Taj Wellington Mews | 3291784 | RSTRTN EXCVTD SURFACE-W/ PAVER BLOCK | 30 | 30 M - Meter | 631 | 18930 | CHARGES FOR RESTORATION OF THE EXCAVATED SURFACE USING NEW INTER LOCKING PAVER BLOCK OVER 100 MM THICK CONCRETE BEDDING. THE COST TO INCLUDE THE COST OF THE | 0
1342 | 1342 | WORK CHANGE ORDER | 630108053 | 3 | 18.02.2021 | 1662725.02 | 31891028.1 | 33553753.12 | 0118 | FTTx IBD MUMB0118 Taj Wellington Mews | 3291783 | RESTORATION OF EXCV SURFACE-W/KOTA STONE | 10 | 10 M - Meter | 550 | 5500 | CHARGES FOR RESTORATION OF THE EXCAVATED SURFACE USING NEW KOTA STONE OVER 100 MM THICK CONCRETE BEDDING. THE COST TO INCLUDE THE COST OF THE KOTA STONE , | 0
1343 | 1343 | WORK CHANGE ORDER | 630108053 | 3 | 18.02.2021 | 1662725.02 | 31891028.1 | 33553753.12 | 0118 | FTTx IBD MUMB0118 Taj Wellington Mews | 3290665 | CHRG F/RESTORATN OF SURF ;W/CHEQUED TILE | 30 | 30 M - Meter | 419 | 12570 | CHARGES FOR RESTORATION OF THE EXCAVATED SURFACE USING NEW INTER CHEQUERED TILE OVER 100 MM THICK CONCRETE BEDDING. THE COST TO INCLUDE THE COST OF THE KOTA | 0
1344 | 1344 | WORK CHANGE ORDER | 630108053 | 3 | 18.02.2021 | 1662725.02 | 31891028.1 | 33553753.12 | 0118 | FTTx IBD MUMB0118 Taj Wellington Mews | 3171149 | S/FIXING PVC CONDUIT 25 MM | 1000 | 1,000 | 60 | 60000 | S/FIXING PVC CONDUIT 25MM | 0
1345 | 1345 | WORK CHANGE ORDER | 630108053 | 3 | 18.02.2021 | 1662725.02 | 31891028.1 | 33553753.12 | 0118 | FTTx IBD MUMB0118 Taj Wellington Mews | 3171151 | S/FIXING PVC CONDUIT 40 MM | 600 | M - Meter | 111 | 66600 | S/FIXING PVC CONDUIT 40 MM | 0
1346 | 1346 | WORK CHANGE ORDER | 630108053 | 3 | 18.02.2021 | 1662725.02 | 31891028.1 | 33553753.12 | 0118 | FTTx IBD MUMB0118 Taj Wellington Mews | 3318608 | S&I 25MM PVC CONDUIT USING SCAFFOLDING | 100 | 100M - Meter | 133 | 13300 | SUPPLY AND INSTALLATION OF 25MM OUTER DIA CONDUIT ON EXTERNAL WALL WITH THE HELP OF JHOOLA HOLDING INCLUDING MANPOWER, COUPLERS, BENDS, TEES, SADDLES, CLAMPS, | 0
1347 | 1347 | WORK CHANGE ORDER | 630108053 | 3 | 18.02.2021 | 1662725.02 | 31891028.1 | 33553753.12 | 0118 | FTTx IBD MUMB0118 Taj Wellington Mews | 3318609 | S&I 40MM PVC CONDUIT USING SCAFFOLDING | 100 | 100M - Meter | 188 | 18800 | SUPPLY AND INSTALLATION OF 40MM OUTER DIA CONDUIT ON EXTERNAL WALL WITH THE HELP OF JHOOLA HOLDING INCLUDING MANPOWER, COUPLERS, BENDS, TEES, SADDLES, CLAMPS, | 0
1348 | 1348 | WORK CHANGE ORDER | 630108053 | 3 | 18.02.2021 | 1662725.02 | 31891028.1 | 33553753.12 | 0118 | FTTx IBD MUMB0118 Taj Wellington Mews | 3206508 | SUP&LAY FLEX PVC CONDUIT DIA 25MM | 200 | M - Meter | 71 | 14200 | Supplying and laying of following sizes of flexible PVC conduit along with conduit accessories complete as required. | 0
1349 | 1349 | WORK CHANGE ORDER | 630108053 | 3 | 18.02.2021 | 1662725.02 | 31891028.1 | 33553753.12 | 0118 | FTTx IBD MUMB0118 Taj Wellington Mews | 3206510 | SUP&LAY FLEX PVC CONDUIT DIA 40MM | 150 | M - Meter | 116 | 17400 | Supplying and laying of following sizes of flexible PVC conduit along with conduit | 0
1350 | 1350 | WORK CHANGE ORDER | 630108053 | 3 | 18.02.2021 | 1662725.02 | 31891028.1 | 33553753.12 | 0118 | FTTx IBD MUMB0118 Taj Wellington Mews | 3318971 | S&I 25MM FLEXI PVC CONDUIT W/SCAFFOLDING | 100 | 100M - Meter | 144 | 14400 | SUPPLY AND INSTALLATION OF 25MM DIA REINFORCED FLEXIBLE CONDUIT ON EXTERNAL WALL WITH THE HELP OF JHOOLA HOLDING INCLUDING MANPOWER, COUPLERS, BENDS, TEES, | 0
1351 | 1351 | WORK CHANGE ORDER | 630108053 | 3 | 18.02.2021 | 1662725.02 | 31891028.1 | 33553753.12 | 0118 | FTTx IBD MUMB0118 Taj Wellington Mews | 3318972 | S&I 40MM FLEXI PVC CONDUIT W/SCAFFOLDING | 100 | 100M - Meter | 194 | 19400 | SUPPLY AND INSTALLATION OF 40MM DIA REINFORCED FLEXIBLE CONDUIT ON EXTERNAL WALL WITH THE HELP OF JHOOLA HOLDING INCLUDING MANPOWER, COUPLERS, BENDS, TEES, | 0
1352 | 1352 | WORK CHANGE ORDER | 630108053 | 3 | 18.02.2021 | 1662725.02 | 31891028.1 | 33553753.12 | 0118 | FTTx IBD MUMB0118 Taj Wellington Mews | 3319687 | P&F PVC JUNCTION BOX 40MM,4-WAY | 150 | EA - each | 30 | 4500 | CHARGES FOR SUPPLYING AND FIXING OF PVC JUNCTION BOX 40MM,FOUR WAY IN REQUIRED POSITION ALONG THE LINE OF PVC CONDUIT# | 0
1353 | 1353 | WORK CHANGE ORDER | 630108053 | 3 | 18.02.2021 | 1662725.02 | 31891028.1 | 33553753.12 | 0118 | FTTx IBD MUMB0118 Taj Wellington Mews | 3319688 | P&F PVC JUNCTION BOX 40MM,3-WAY | 150 | EA - each | 30 | 4500 | CHARGES FOR SUPPLYING AND FIXING OF PVC JUNCTION BOX 40MM,THREE WAY IN REQUIRED POSITION ALONG THE LINE OF PVC CONDUIT# | 0
1354 | 1354 | WORK CHANGE ORDER | 630108053 | 3 | 18.02.2021 | 1662725.02 | 31891028.1 | 33553753.12 | 0118 | FTTx IBD MUMB0118 Taj Wellington Mews | 3192918 | CHRG:S/F:PVC JUNCTION BOX 25MM,4-WAY | 150 | 150EA - each | 19 | 2850 | CHARGES FOR SUPPLYING AND FIXING OF PVC JUNCTION BOX | 0
1355 | 1355 | WORK CHANGE ORDER | 630108053 | 3 | 18.02.2021 | 1662725.02 | 31891028.1 | 33553753.12 | 0118 | FTTx IBD MUMB0118 Taj Wellington Mews | 3192917 | CHRG:S/F:PVC JUNCTION BOX 25MM,3-WAY | 150 | 150EA - each | 19 | 2850 | CHARGES FOR SUPPLYING AND FIXING OF PVC JUNCTION BOX | 0
1356 | 1356 | WORK CHANGE ORDER | 630108053 | 3 | 18.02.2021 | 1662725.02 | 31891028.1 | 33553753.12 | 0118 | FTTx IBD MUMB0118 Taj Wellington Mews | 3259755 | INSTALLATION OF FDC | 15 | EA - each | 49 | 735 | Installation of Fibre Distribution Cabinet | 0
1357 | 1357 | WORK CHANGE ORDER | 630108053 | 3 | 18.02.2021 | 1662725.02 | 31891028.1 | 33553753.12 | 0118 | FTTx IBD MUMB0118 Taj Wellington Mews | 3294022 | INSTALLATION OF FAT (WALL/POLE MOUNTED) | 50 | 50 EA - each | 49 | 2450 | INSTALLATION OF FIBRE ACCESS TERMINAL (WALL/POLE MOUNTED)# | 0
1358 | 1358 | WORK CHANGE ORDER | 630108053 | 3 | 18.02.2021 | 1662725.02 | 31891028.1 | 33553753.12 | 0118 | FTTx IBD MUMB0118 Taj Wellington Mews | 3293902 | INSTALLATION LEVEL 1 ( S1 ) SPLITTER | 20 | EA - each | 49 | 980 | INSTALLATION OF FREE ISSUED SPLITTER AT SUGGESTED LOCATION INCLUDING ALL MANPOWER, TOOLS TACKLES, HARDWARES ETC. COMPLETE AS PER THE DRG AND DIRECTION OF | 0
1359 | 1359 | WORK CHANGE ORDER | 630108053 | 3 | 18.02.2021 | 1662725.02 | 31891028.1 | 33553753.12 | 0118 | FTTx IBD MUMB0118 Taj Wellington Mews | 3293903 | INSTALLATION LEVEL 2 ( S2 ) SPLITTER | 160 | EA - each | 49 | 7840 | INSTALLATION OF FREE ISSUED SPLITTER AT SUGGESTED LOCATION INCLUDING ALL MANPOWER, TOOLS TACKLES, HARDWARES ETC. COMPLETE AS PER THE DRG AND DIRECTION OF | 0
1360 | 1360 | WORK CHANGE ORDER | 630108053 | 3 | 18.02.2021 | 1662725.02 | 31891028.1 | 33553753.12 | 0118 | FTTx IBD MUMB0118 Taj Wellington Mews | 3252601 | SPLICING,JOINTING & TERMINATION-48F | 500 | 500.000 NOS - No. | 112 | 56000 | CHARGES FOR SPLICING,JOINTING & TERMINATION OF 48F FIBRE. | 0
1361 | 1361 | WORK CHANGE ORDER | 630108053 | 3 | 18.02.2021 | 1662725.02 | 31891028.1 | 33553753.12 | 0118 | FTTx IBD MUMB0118 Taj Wellington Mews | 3252602 | SPLICING,JOINTING & TERMINATION-96F | 192 | 192.000 NOS - No. | 112 | 21504 | CHARGES FOR SPLICING,JOINTING & TERMINATION OF 96F FIBRE. | 0
1362 | 1362 | WORK CHANGE ORDER | 630108053 | 3 | 18.02.2021 | 1662725.02 | 31891028.1 | 33553753.12 | 0118 | FTTx IBD MUMB0118 Taj Wellington Mews | 3300512 | SPLICING & TERM OFC,FIXED COST/DAY | 10 | EA - each | 2425 | 24250 | OFC SPLICING&TERMINATION-FIXED COST/DAY#JOB INVOLVES: 1) SPLICING & TERMINATION OF OFC CABLE AS DIRECTED BY EIC. 2) ALL TOOLS AND TACKLES, PPES, CONSUMABLES ARE IN | 0
1363 | 1363 | WORK CHANGE ORDER | 630108053 | 3 | 18.02.2021 | 1662725.02 | 31891028.1 | 33553753.12 | 0118 | FTTx IBD MUMB0118 Taj Wellington Mews | 3098777 | A11102-SELF ADHESIVE LABELS | 400 | 400.000 | 10 | 4000 | 420 | 0
1364 | 1364 | WORK CHANGE ORDER | 630108053 | 3 | 18.02.2021 | 1662725.02 | 31891028.1 | 33553753.12 | 0118 | FTTx IBD MUMB0118 Taj Wellington Mews | 3295194 | PREPARATION OF AS BUILT DRAWINGS SBP | 15 | 15 EA - each | 194 | 2910 | AS-BUILT DRAWING FOR ALL WORKS PERFORMED AS PER SCOPE | 0
1365 | 1365 | WORK CHANGE ORDER | 630108053 | 3 | 18.02.2021 | 1662725.02 | 31891028.1 | 33553753.12 | 0118 | FTTx IBD MUMB0118 Taj Wellington Mews | 3111341 | DISPOSAL OF WASTE MATERIALS DEBRIS ETC. | 15 | 15.000 NOS - No. | 679 | 10185 | Collection & disposal of various kinds of unwanted materials / debris | 0
1366 | 1366 | WORK CHANGE ORDER | 630108053 | 3 | 18.02.2021 | 1662725.02 | 31891028.1 | 33553753.12 | 0118 | FTTx IBD MUMB0118 Taj Wellington Mews | 3295891 | MATERIAL STORAGE & SECONDARY TRNSPT | 15 | 15 EA - each | 485 | 7275 | STORAGE AND SECONDARY TRANSPORTATION OF FIM MATERIAL TO BUILDINGS, TO BE CALCULATED PER BUILDING# | 0
1367 | 1367 | WORK CHANGE ORDER | 630108053 | 3 | 18.02.2021 | 1662725.02 | 31891028.1 | 33553753.12 | 0118 | FTTx IBD MUMB0118 Taj Wellington Mews | 3295897 | CHRG: PRE EXECUTION BUILDING SURVEY | 15 | 15 EA - each | 290 | 4350 | PRE EXECUTION BUILDING SURVEY:#THIS IS BUILDING SURVEY BEFORE DEPLOYMENT INSIDE BUILDING DEPLOYMENT/CONSTRUCTION INCLUDES LAYING OF CONDUITS AND OTHER ODN | 0
1368 | 1368 | WORK CHANGE ORDER | 630108053 | 3 | 18.02.2021 | 1662725.02 | 31891028.1 | 33553753.12 | 0118 | FTTx IBD MUMB0118 Taj Wellington Mews | 3318382 | CHRG DRILLING OF HOLE 25MM IN BRICK WALL | 50 | 50 EA - each | 82 | 4100 | CHARGES FOR DRILLING HOLES OF DIAMETER 25MM IN BRICK WALL WITH PROPER DRILL MACHINE AND REINSTATEMENT AFTER CONDUITING TO ENSURE WATER PROOFING OF HOLE.# | 0
1369 | 1369 | WORK CHANGE ORDER | 630108053 | 3 | 18.02.2021 | 1662725.02 | 31891028.1 | 33553753.12 | 0118 | FTTx IBD MUMB0118 Taj Wellington Mews | 3318381 | CHRG DRILLING OF HOLE 40MM IN BRICK WALL | 50 | 50 EA - each | 131 | 6550 | CHARGES FOR DRILLING HOLES OF DIAMETER 40MM IN BRICK WALL WITH PROPER DRILL MACHINE AND REINSTATEMENT AFTER CONDUITING TO ENSURE WATER PROOFING OF HOLE.# | 0
1370 | 1370 | WORK CHANGE ORDER | 630108053 | 3 | 18.02.2021 | 1662725.02 | 31891028.1 | 33553753.12 | 0118 | FTTx IBD MUMB0118 Taj Wellington Mews | 3318200 | CHRG DRILLING OF HOLE 25MM DIA IN RCC | 50 | 50 EA - each | 131 | 6550 | CHARGES FOR DRILLING HOLES OF DIAMETER 25MM IN RCC WITH PROPER DRILL MACHINE AND REINSTATEMENT AFTER CONDUITING TO ENSURE WATER PROOFING OF HOLE.# | 0
1371 | 1371 | WORK CHANGE ORDER | 630108053 | 3 | 18.02.2021 | 1662725.02 | 31891028.1 | 33553753.12 | 0118 | FTTx IBD MUMB0118 Taj Wellington Mews | 3297469 | CHRG:DRILLING OF HOLE 40MM DIA IN RCC | 50 | 50 EA - each | 165 | 8250 | CHARGES FOR DRILLING HOLES OF DIAMETER ~40MM IN RCC WITH PROPER DRILL MACHINE AND REINSTATEMENT AFTER CONDUITING TO ENSURE WATER PROOFING OF HOLE. | 0
1372 | 1372 | WORK CHANGE ORDER | 630108053 | 3 | 18.02.2021 | 1662725.02 | 31891028.1 | 33553753.12 | 0118 | FTTx IBD MUMB0118 Taj Wellington Mews | 3319692 | S&I SIMPLEX PLUG,F/40MM HDPE DUCT | 60 | EA - each | 49 | 2940 | CHARGES FOR SUPPLYING AND FIXING OF SIMPLEX PLUG FOR 40 MM HDPE DUCT# | 0
1373 | 1373 | WORK CHANGE ORDER | 630108053 | 3 | 18.02.2021 | 1662725.02 | 31891028.1 | 33553753.12 | 0147 | FTTx IBD MUMB0147 Tulsiani Chamber | 3293883 | CHRG;SHALLOW TRENCH 40 OR 48MM 7WAY DUCT | 50 | 50 M - Meter | 160 | 8000 | EXCAVATION OF SHALLOW TRENCHES MANUALLY/CHIPPING/SLITTING UPTO A DEPTH OF 300 MM, WIDE UP TO 100 MM IN ASPHALT / CONCRETE / TILED SURFACE, LAYING 1 X 40 MM / 1 X 7 | 0
1374 | 1374 | WORK CHANGE ORDER | 630108053 | 3 | 18.02.2021 | 1662725.02 | 31891028.1 | 33553753.12 | 0147 | FTTx IBD MUMB0147 Tulsiani Chamber | 3314515 | CHRG:SHALLOW TREN 40MM DUCT W/2 NOS | 50 | 50 M - Meter | 160 | 8000 | EXCAVATION OF SHALLOW TRENCHES MANUALLY/CHIPPING/SLITTING IN ASPHALT / CONCRETE / TILED SURFACE, LAYING 2 NOS 40 MM DUCT AND FILLING THE COMPLETE DEPTH, INCLUDING | 0
1375 | 1375 | WORK CHANGE ORDER | 630108053 | 3 | 18.02.2021 | 1662725.02 | 31891028.1 | 33553753.12 | 0147 | FTTx IBD MUMB0147 Tulsiani Chamber | 3293878 | CHRG;CLAMPING-1X40MM/1X7WAY MICRO DUCT | 100 | 100M - Meter | 49 | 4900 | CLAMPING OF THE DUCTS 1 X 40 MM / 1 X 7 WAY MICRO DUCT ( 48 MM OD ) ALONG THE WALL WITH THE HELP OF CLAMPING AT EVERY 1 M C/C# | 0
1376 | 1376 | WORK CHANGE ORDER | 630108053 | 3 | 18.02.2021 | 1662725.02 | 31891028.1 | 33553753.12 | 0147 | FTTx IBD MUMB0147 Tulsiani Chamber | 3292713 | CHRGS FOR TRANS&INST OF ADSS CABLE-96F | 500 | 500M - Meter | 40 | 20000 | CHARGES FOR TRANSPORTATION & INSTALLATION OF ADSS CABLE- EIC - 96F# | 0
1377 | 1377 | WORK CHANGE ORDER | 630108053 | 3 | 18.02.2021 | 1662725.02 | 31891028.1 | 33553753.12 | 0147 | FTTx IBD MUMB0147 Tulsiani Chamber | 3294064 | INSTALLATION 48 F ADSS / FIG 8 CABLE | 1000 | 1,000 | 34 | 34000 | INSTALLATION OF THE AERIAL CABLE (48 F ADSS / FIG 8 ) ALONG WITH THE ACCESSORIES. RATE INCLUDES SURVEY COST AND LOCAL LIASIONING CHARGES. | 0
1378 | 1378 | WORK CHANGE ORDER | 630108053 | 3 | 18.02.2021 | 1662725.02 | 31891028.1 | 33553753.12 | 0147 | FTTx IBD MUMB0147 Tulsiani Chamber | 3294065 | INSTALLATION12F ADSS / FIG 8 CABLE | 1500 | 1,500 | 24 | 36000 | INSTALLATION OF THE AERIAL CABLE (12 F ADSS / FIG 8 ) ALONG WITH THE ACCESSORIES. RATE INCLUDES SURVEY COST AND LOCAL LIASIONING CHARGES. | 0
1379 | 1379 | WORK CHANGE ORDER | 630108053 | 3 | 18.02.2021 | 1662725.02 | 31891028.1 | 33553753.12 | 0147 | FTTx IBD MUMB0147 Tulsiani Chamber | 3294710 | INSTALLATION 6F ADSS / FIG 8 CABLE | 500 | M - Meter | 19 | 9500 | INSTALLATION OF THE AERIAL CABLE (6 F ADSS / FIG 8 ) ALONG WITH THE ACCESSORIES. RATE INCLUDES SURVEY COST AND LOCAL LIASIONING CHARGES. # | 0
1380 | 1380 | WORK CHANGE ORDER | 630108053 | 3 | 18.02.2021 | 1662725.02 | 31891028.1 | 33553753.12 | 0147 | FTTx IBD MUMB0147 Tulsiani Chamber | 3252599 | BLOWING OF 96F | 500 | M - Meter | 15 | 7500 | CHARGES FOR BLOWING OF 96F FIBRE. | 0
1381 | 1381 | WORK CHANGE ORDER | 630108053 | 3 | 18.02.2021 | 1662725.02 | 31891028.1 | 33553753.12 | 0147 | FTTx IBD MUMB0147 Tulsiani Chamber | 3294262 | BLOWING / PULLING-48 F | 700 | M - Meter | 10 | 7000 | PULLING/BLOWING OF OFC- 48 F INCLUDING ALL MATERIALS, LABOUR, TOOLS, TACKLES, ETC.. # | 0
1382 | 1382 | WORK CHANGE ORDER | 630108053 | 3 | 18.02.2021 | 1662725.02 | 31891028.1 | 33553753.12 | 0147 | FTTx IBD MUMB0147 Tulsiani Chamber | 3294264 | BLOWING / PULLING-12 F | 2000 | 2,000 | 7 | 14000 | PULLING/BLOWING OF OFC-12F INCLUDING ALL MATERIALS, LABOUR, TOOLS, TACKLES, ETC.. # | 0
1383 | 1383 | WORK CHANGE ORDER | 630108053 | 3 | 18.02.2021 | 1662725.02 | 31891028.1 | 33553753.12 | 0147 | FTTx IBD MUMB0147 Tulsiani Chamber | 3294265 | BLOWING / PULLING-6 F | 1000 | 1,000 | 5 | 5000 | PULLING/BLOWING OF OFC-6F INCLUDING ALL MATERIALS, LABOUR, TOOLS, TACKLES, ETC.. # | 0
1384 | 1384 | WORK CHANGE ORDER | 630108053 | 3 | 18.02.2021 | 1662725.02 | 31891028.1 | 33553753.12 | 0147 | FTTx IBD MUMB0147 Tulsiani Chamber | 3291570 | INSTLTN OF ACCESS CHAMBER 750X400X500 MM | 2 | 2 EA - each | 2328 | 4656 | INSTALLATION OF ACCESS CHAMBERS - SIZE - 750X400X500 MM DEEP.#INCLUDING COVER & LIFTING OF ACCESS CHAMBER-UPTO 50KMS INCLUDING HANDLING ,#EXCAVATION & | 0
1385 | 1385 | WORK CHANGE ORDER | 630108053 | 3 | 18.02.2021 | 1662725.02 | 31891028.1 | 33553753.12 | 0147 | FTTx IBD MUMB0147 Tulsiani Chamber | 3314518 | INST OF PULLING CHAMBER 400X400X500MM | 10 | 10 EA - each | 970 | 9700 | INSTALLATION OF PULLING CHAMBERS - SIZE - 400X400X500 MM DEEP ; INCLUDING COVER .#EXCAVATION & BACKFILLING OF PITS ETC AS PER DRAWINGS , SPECIFICATIONS#AND AS | 0
1386 | 1386 | WORK CHANGE ORDER | 630108053 | 3 | 18.02.2021 | 1662725.02 | 31891028.1 | 33553753.12 | 0147 | FTTx IBD MUMB0147 Tulsiani Chamber | 3294239 | CHRG;REINST,TRENCH,PCC-1:2:4,GRAVEL 20MM | 1 | 1 M3 - Cubic meter | 5335 | 5335 | CHARGES FOR REINSTATEMENT OF THE TRENCHES / PITS INCLUDING ALL MATERIALS , LABOUR, TOOLS TACKES ETC..BY PCC -1:2:4 GRAVEL SIZE - 20 MM & CURING FOR 7 DAYS. THIS ITEM | 0
1387 | 1387 | WORK CHANGE ORDER | 630108053 | 3 | 18.02.2021 | 1662725.02 | 31891028.1 | 33553753.12 | 0147 | FTTx IBD MUMB0147 Tulsiani Chamber | 3291785 | RSTRTN EXCVTD SURFACE- W/COLD BITUMEN | 10 | 10 M - Meter | 1000 | 10000 | CHARGES FOR RESTORATION OF THE EXCAVATED SURFACES USING THE COLD BITUMEN INCLUDING PROPER COMPACTION ETC. ALL COMPLETE INCLUDING ALL MATERIALS TOOLS TACKLES | 0
1388 | 1388 | WORK CHANGE ORDER | 630108053 | 3 | 18.02.2021 | 1662725.02 | 31891028.1 | 33553753.12 | 0147 | FTTx IBD MUMB0147 Tulsiani Chamber | 3291786 | RSTRTN EXCVTD SURFACES-W/ HOT BITUMEN | 10 | 10 M - Meter | 383 | 3830 | CHARGES FOR RESTORATION OF THE EXCAVATED SURFACES USING THE HOT BITUMEN INCLUDING PROPER COMPACTION ETC. ALL COMPLETE INCLUDING ALL MATERIALS TOOLS TACKLES | 0
1389 | 1389 | WORK CHANGE ORDER | 630108053 | 3 | 18.02.2021 | 1662725.02 | 31891028.1 | 33553753.12 | 0147 | FTTx IBD MUMB0147 Tulsiani Chamber | 3290664 | CHRG F/RESTORATN OF SURF ;W/EXT TILES | 30 | 30 M - Meter | 286 | 8580 | CHARGES FOR RESTORATION OF THE EXCAVATED SURFACES USING THE EXISTING TILES OVER 100 MM THICK CONCRETE BEDDING. THE COST TO INCLUDE THE COST OF THE TILES, | 0
1390 | 1390 | WORK CHANGE ORDER | 630108053 | 3 | 18.02.2021 | 1662725.02 | 31891028.1 | 33553753.12 | 0147 | FTTx IBD MUMB0147 Tulsiani Chamber | 3291784 | RSTRTN EXCVTD SURFACE-W/ PAVER BLOCK | 30 | 30 M - Meter | 631 | 18930 | CHARGES FOR RESTORATION OF THE EXCAVATED SURFACE USING NEW INTER LOCKING PAVER BLOCK OVER 100 MM THICK CONCRETE BEDDING. THE COST TO INCLUDE THE COST OF THE | 0
1391 | 1391 | WORK CHANGE ORDER | 630108053 | 3 | 18.02.2021 | 1662725.02 | 31891028.1 | 33553753.12 | 0147 | FTTx IBD MUMB0147 Tulsiani Chamber | 3291783 | RESTORATION OF EXCV SURFACE-W/KOTA STONE | 10 | 10 M - Meter | 550 | 5500 | CHARGES FOR RESTORATION OF THE EXCAVATED SURFACE USING NEW KOTA STONE OVER 100 MM THICK CONCRETE BEDDING. THE COST TO INCLUDE THE COST OF THE KOTA STONE , | 0
1392 | 1392 | WORK CHANGE ORDER | 630108053 | 3 | 18.02.2021 | 1662725.02 | 31891028.1 | 33553753.12 | 0147 | FTTx IBD MUMB0147 Tulsiani Chamber | 3290665 | CHRG F/RESTORATN OF SURF ;W/CHEQUED TILE | 30 | 30 M - Meter | 419 | 12570 | CHARGES FOR RESTORATION OF THE EXCAVATED SURFACE USING NEW INTER CHEQUERED TILE OVER 100 MM THICK CONCRETE BEDDING. THE COST TO INCLUDE THE COST OF THE KOTA | 0
1393 | 1393 | WORK CHANGE ORDER | 630108053 | 3 | 18.02.2021 | 1662725.02 | 31891028.1 | 33553753.12 | 0147 | FTTx IBD MUMB0147 Tulsiani Chamber | 3171149 | S/FIXING PVC CONDUIT 25 MM | 1000 | 1,000 | 60 | 60000 | S/FIXING PVC CONDUIT 25MM | 0
1394 | 1394 | WORK CHANGE ORDER | 630108053 | 3 | 18.02.2021 | 1662725.02 | 31891028.1 | 33553753.12 | 0147 | FTTx IBD MUMB0147 Tulsiani Chamber | 3171151 | S/FIXING PVC CONDUIT 40 MM | 600 | M - Meter | 111 | 66600 | S/FIXING PVC CONDUIT 40 MM | 0
1395 | 1395 | WORK CHANGE ORDER | 630108053 | 3 | 18.02.2021 | 1662725.02 | 31891028.1 | 33553753.12 | 0147 | FTTx IBD MUMB0147 Tulsiani Chamber | 3318608 | S&I 25MM PVC CONDUIT USING SCAFFOLDING | 100 | 100M - Meter | 133 | 13300 | SUPPLY AND INSTALLATION OF 25MM OUTER DIA CONDUIT ON EXTERNAL WALL WITH THE HELP OF JHOOLA HOLDING INCLUDING MANPOWER, COUPLERS, BENDS, TEES, SADDLES, CLAMPS, | 0
1396 | 1396 | WORK CHANGE ORDER | 630108053 | 3 | 18.02.2021 | 1662725.02 | 31891028.1 | 33553753.12 | 0147 | FTTx IBD MUMB0147 Tulsiani Chamber | 3318609 | S&I 40MM PVC CONDUIT USING SCAFFOLDING | 100 | 100M - Meter | 188 | 18800 | SUPPLY AND INSTALLATION OF 40MM OUTER DIA CONDUIT ON EXTERNAL WALL WITH THE HELP OF JHOOLA HOLDING INCLUDING MANPOWER, COUPLERS, BENDS, TEES, SADDLES, CLAMPS, | 0
1397 | 1397 | WORK CHANGE ORDER | 630108053 | 3 | 18.02.2021 | 1662725.02 | 31891028.1 | 33553753.12 | 0147 | FTTx IBD MUMB0147 Tulsiani Chamber | 3206508 | SUP&LAY FLEX PVC CONDUIT DIA 25MM | 200 | M - Meter | 71 | 14200 | Supplying and laying of following sizes of flexible PVC conduit along with conduit accessories complete as required. | 0
1398 | 1398 | WORK CHANGE ORDER | 630108053 | 3 | 18.02.2021 | 1662725.02 | 31891028.1 | 33553753.12 | 0147 | FTTx IBD MUMB0147 Tulsiani Chamber | 3206510 | SUP&LAY FLEX PVC CONDUIT DIA 40MM | 150 | M - Meter | 116 | 17400 | Supplying and laying of following sizes of flexible PVC conduit along with conduit | 0
1399 | 1399 | WORK CHANGE ORDER | 630108053 | 3 | 18.02.2021 | 1662725.02 | 31891028.1 | 33553753.12 | 0147 | FTTx IBD MUMB0147 Tulsiani Chamber | 3318971 | S&I 25MM FLEXI PVC CONDUIT W/SCAFFOLDING | 100 | 100M - Meter | 144 | 14400 | SUPPLY AND INSTALLATION OF 25MM DIA REINFORCED FLEXIBLE CONDUIT ON EXTERNAL WALL WITH THE HELP OF JHOOLA HOLDING INCLUDING MANPOWER, COUPLERS, BENDS, TEES, | 0
1400 | 1400 | WORK CHANGE ORDER | 630108053 | 3 | 18.02.2021 | 1662725.02 | 31891028.1 | 33553753.12 | 0147 | FTTx IBD MUMB0147 Tulsiani Chamber | 3318972 | S&I 40MM FLEXI PVC CONDUIT W/SCAFFOLDING | 100 | 100M - Meter | 194 | 19400 | SUPPLY AND INSTALLATION OF 40MM DIA REINFORCED FLEXIBLE CONDUIT ON EXTERNAL WALL WITH THE HELP OF JHOOLA HOLDING INCLUDING MANPOWER, COUPLERS, BENDS, TEES, | 0
1401 | 1401 | WORK CHANGE ORDER | 630108053 | 3 | 18.02.2021 | 1662725.02 | 31891028.1 | 33553753.12 | 0147 | FTTx IBD MUMB0147 Tulsiani Chamber | 3319687 | P&F PVC JUNCTION BOX 40MM,4-WAY | 150 | EA - each | 30 | 4500 | CHARGES FOR SUPPLYING AND FIXING OF PVC JUNCTION BOX 40MM,FOUR WAY IN REQUIRED POSITION ALONG THE LINE OF PVC CONDUIT# | 0
1402 | 1402 | WORK CHANGE ORDER | 630108053 | 3 | 18.02.2021 | 1662725.02 | 31891028.1 | 33553753.12 | 0147 | FTTx IBD MUMB0147 Tulsiani Chamber | 3319688 | P&F PVC JUNCTION BOX 40MM,3-WAY | 150 | EA - each | 30 | 4500 | CHARGES FOR SUPPLYING AND FIXING OF PVC JUNCTION BOX 40MM,THREE WAY IN REQUIRED POSITION ALONG THE LINE OF PVC CONDUIT# | 0
1403 | 1403 | WORK CHANGE ORDER | 630108053 | 3 | 18.02.2021 | 1662725.02 | 31891028.1 | 33553753.12 | 0147 | FTTx IBD MUMB0147 Tulsiani Chamber | 3192918 | CHRG:S/F:PVC JUNCTION BOX 25MM,4-WAY | 150 | 150EA - each | 19 | 2850 | CHARGES FOR SUPPLYING AND FIXING OF PVC JUNCTION BOX | 0
1404 | 1404 | WORK CHANGE ORDER | 630108053 | 3 | 18.02.2021 | 1662725.02 | 31891028.1 | 33553753.12 | 0147 | FTTx IBD MUMB0147 Tulsiani Chamber | 3192917 | CHRG:S/F:PVC JUNCTION BOX 25MM,3-WAY | 150 | 150EA - each | 19 | 2850 | CHARGES FOR SUPPLYING AND FIXING OF PVC JUNCTION BOX | 0
1405 | 1405 | WORK CHANGE ORDER | 630108053 | 3 | 18.02.2021 | 1662725.02 | 31891028.1 | 33553753.12 | 0147 | FTTx IBD MUMB0147 Tulsiani Chamber | 3259755 | INSTALLATION OF FDC | 15 | EA - each | 49 | 735 | Installation of Fibre Distribution Cabinet | 0
1406 | 1406 | WORK CHANGE ORDER | 630108053 | 3 | 18.02.2021 | 1662725.02 | 31891028.1 | 33553753.12 | 0147 | FTTx IBD MUMB0147 Tulsiani Chamber | 3294022 | INSTALLATION OF FAT (WALL/POLE MOUNTED) | 50 | 50 EA - each | 49 | 2450 | INSTALLATION OF FIBRE ACCESS TERMINAL (WALL/POLE MOUNTED)# | 0
1407 | 1407 | WORK CHANGE ORDER | 630108053 | 3 | 18.02.2021 | 1662725.02 | 31891028.1 | 33553753.12 | 0147 | FTTx IBD MUMB0147 Tulsiani Chamber | 3293902 | INSTALLATION LEVEL 1 ( S1 ) SPLITTER | 20 | EA - each | 49 | 980 | INSTALLATION OF FREE ISSUED SPLITTER AT SUGGESTED LOCATION INCLUDING ALL MANPOWER, TOOLS TACKLES, HARDWARES ETC. COMPLETE AS PER THE DRG AND DIRECTION OF | 0
1408 | 1408 | WORK CHANGE ORDER | 630108053 | 3 | 18.02.2021 | 1662725.02 | 31891028.1 | 33553753.12 | 0147 | FTTx IBD MUMB0147 Tulsiani Chamber | 3293903 | INSTALLATION LEVEL 2 ( S2 ) SPLITTER | 160 | EA - each | 49 | 7840 | INSTALLATION OF FREE ISSUED SPLITTER AT SUGGESTED LOCATION INCLUDING ALL MANPOWER, TOOLS TACKLES, HARDWARES ETC. COMPLETE AS PER THE DRG AND DIRECTION OF | 0
1409 | 1409 | WORK CHANGE ORDER | 630108053 | 3 | 18.02.2021 | 1662725.02 | 31891028.1 | 33553753.12 | 0147 | FTTx IBD MUMB0147 Tulsiani Chamber | 3252601 | SPLICING,JOINTING & TERMINATION-48F | 500 | 500.000 NOS - No. | 112 | 56000 | CHARGES FOR SPLICING,JOINTING & TERMINATION OF 48F FIBRE. | 0
1410 | 1410 | WORK CHANGE ORDER | 630108053 | 3 | 18.02.2021 | 1662725.02 | 31891028.1 | 33553753.12 | 0147 | FTTx IBD MUMB0147 Tulsiani Chamber | 3252602 | SPLICING,JOINTING & TERMINATION-96F | 192 | 192.000 NOS - No. | 112 | 21504 | CHARGES FOR SPLICING,JOINTING & TERMINATION OF 96F FIBRE. | 0
1411 | 1411 | WORK CHANGE ORDER | 630108053 | 3 | 18.02.2021 | 1662725.02 | 31891028.1 | 33553753.12 | 0147 | FTTx IBD MUMB0147 Tulsiani Chamber | 3300512 | SPLICING & TERM OFC,FIXED COST/DAY | 10 | EA - each | 2425 | 24250 | OFC SPLICING&TERMINATION-FIXED COST/DAY#JOB INVOLVES: 1) SPLICING & TERMINATION OF OFC CABLE AS DIRECTED BY EIC. 2) ALL TOOLS AND TACKLES, PPES, CONSUMABLES ARE IN | 0
1412 | 1412 | WORK CHANGE ORDER | 630108053 | 3 | 18.02.2021 | 1662725.02 | 31891028.1 | 33553753.12 | 0147 | FTTx IBD MUMB0147 Tulsiani Chamber | 3098777 | A11102-SELF ADHESIVE LABELS | 400 | 400.000 | 10 | 4000 | 420 | 0
1413 | 1413 | WORK CHANGE ORDER | 630108053 | 3 | 18.02.2021 | 1662725.02 | 31891028.1 | 33553753.12 | 0147 | FTTx IBD MUMB0147 Tulsiani Chamber | 3295194 | PREPARATION OF AS BUILT DRAWINGS SBP | 15 | 15 EA - each | 194 | 2910 | AS-BUILT DRAWING FOR ALL WORKS PERFORMED AS PER SCOPE | 0
1414 | 1414 | WORK CHANGE ORDER | 630108053 | 3 | 18.02.2021 | 1662725.02 | 31891028.1 | 33553753.12 | 0147 | FTTx IBD MUMB0147 Tulsiani Chamber | 3111341 | DISPOSAL OF WASTE MATERIALS DEBRIS ETC. | 15 | 15.000 NOS - No. | 679 | 10185 | Collection & disposal of various kinds of unwanted materials / debris | 0
1415 | 1415 | WORK CHANGE ORDER | 630108053 | 3 | 18.02.2021 | 1662725.02 | 31891028.1 | 33553753.12 | 0147 | FTTx IBD MUMB0147 Tulsiani Chamber | 3295891 | MATERIAL STORAGE & SECONDARY TRNSPT | 15 | 15 EA - each | 485 | 7275 | STORAGE AND SECONDARY TRANSPORTATION OF FIM MATERIAL TO BUILDINGS, TO BE CALCULATED PER BUILDING# | 0
1416 | 1416 | WORK CHANGE ORDER | 630108053 | 3 | 18.02.2021 | 1662725.02 | 31891028.1 | 33553753.12 | 0147 | FTTx IBD MUMB0147 Tulsiani Chamber | 3295897 | CHRG: PRE EXECUTION BUILDING SURVEY | 15 | 15 EA - each | 290 | 4350 | PRE EXECUTION BUILDING SURVEY:#THIS IS BUILDING SURVEY BEFORE DEPLOYMENT INSIDE BUILDING DEPLOYMENT/CONSTRUCTION INCLUDES LAYING OF CONDUITS AND OTHER ODN | 0
1417 | 1417 | WORK CHANGE ORDER | 630108053 | 3 | 18.02.2021 | 1662725.02 | 31891028.1 | 33553753.12 | 0147 | FTTx IBD MUMB0147 Tulsiani Chamber | 3318382 | CHRG DRILLING OF HOLE 25MM IN BRICK WALL | 50 | 50 EA - each | 82 | 4100 | CHARGES FOR DRILLING HOLES OF DIAMETER 25MM IN BRICK WALL WITH PROPER DRILL MACHINE AND REINSTATEMENT AFTER CONDUITING TO ENSURE WATER PROOFING OF HOLE.# | 0
1418 | 1418 | WORK CHANGE ORDER | 630108053 | 3 | 18.02.2021 | 1662725.02 | 31891028.1 | 33553753.12 | 0147 | FTTx IBD MUMB0147 Tulsiani Chamber | 3318381 | CHRG DRILLING OF HOLE 40MM IN BRICK WALL | 50 | 50 EA - each | 131 | 6550 | CHARGES FOR DRILLING HOLES OF DIAMETER 40MM IN BRICK WALL WITH PROPER DRILL MACHINE AND REINSTATEMENT AFTER CONDUITING TO ENSURE WATER PROOFING OF HOLE.# | 0
1419 | 1419 | WORK CHANGE ORDER | 630108053 | 3 | 18.02.2021 | 1662725.02 | 31891028.1 | 33553753.12 | 0147 | FTTx IBD MUMB0147 Tulsiani Chamber | 3318200 | CHRG DRILLING OF HOLE 25MM DIA IN RCC | 50 | 50 EA - each | 131 | 6550 | CHARGES FOR DRILLING HOLES OF DIAMETER 25MM IN RCC WITH PROPER DRILL MACHINE AND REINSTATEMENT AFTER CONDUITING TO ENSURE WATER PROOFING OF HOLE.# | 0
1420 | 1420 | WORK CHANGE ORDER | 630108053 | 3 | 18.02.2021 | 1662725.02 | 31891028.1 | 33553753.12 | 0147 | FTTx IBD MUMB0147 Tulsiani Chamber | 3297469 | CHRG:DRILLING OF HOLE 40MM DIA IN RCC | 50 | 50 EA - each | 165 | 8250 | CHARGES FOR DRILLING HOLES OF DIAMETER ~40MM IN RCC WITH PROPER DRILL MACHINE AND REINSTATEMENT AFTER CONDUITING TO ENSURE WATER PROOFING OF HOLE. | 0
1421 | 1421 | WORK CHANGE ORDER | 630108053 | 3 | 18.02.2021 | 1662725.02 | 31891028.1 | 33553753.12 | 0147 | FTTx IBD MUMB0147 Tulsiani Chamber | 3319692 | S&I SIMPLEX PLUG,F/40MM HDPE DUCT | 60 | EA - each | 49 | 2940 | CHARGES FOR SUPPLYING AND FIXING OF SIMPLEX PLUG FOR 40 MM HDPE DUCT# | 0
1422 | 1422 | WORK CHANGE ORDER | 630108053 | 3 | 18.02.2021 | 1662725.02 | 31891028.1 | 33553753.12 | 0152 | FTTx IBD MUMB0152 Prem Court | 3293883 | CHRG;SHALLOW TRENCH 40 OR 48MM 7WAY DUCT | 50 | 50 M - Meter | 160 | 8000 | EXCAVATION OF SHALLOW TRENCHES MANUALLY/CHIPPING/SLITTING UPTO A DEPTH OF 300 MM, WIDE UP TO 100 MM IN ASPHALT / CONCRETE / TILED SURFACE, LAYING 1 X 40 MM / 1 X 7 | 0
1423 | 1423 | WORK CHANGE ORDER | 630108053 | 3 | 18.02.2021 | 1662725.02 | 31891028.1 | 33553753.12 | 0152 | FTTx IBD MUMB0152 Prem Court | 3314515 | CHRG:SHALLOW TREN 40MM DUCT W/2 NOS | 50 | 50 M - Meter | 160 | 8000 | EXCAVATION OF SHALLOW TRENCHES MANUALLY/CHIPPING/SLITTING IN ASPHALT / CONCRETE / TILED SURFACE, LAYING 2 NOS 40 MM DUCT AND FILLING THE COMPLETE DEPTH, INCLUDING | 0
1424 | 1424 | WORK CHANGE ORDER | 630108053 | 3 | 18.02.2021 | 1662725.02 | 31891028.1 | 33553753.12 | 0152 | FTTx IBD MUMB0152 Prem Court | 3293878 | CHRG;CLAMPING-1X40MM/1X7WAY MICRO DUCT | 100 | 100M - Meter | 49 | 4900 | CLAMPING OF THE DUCTS 1 X 40 MM / 1 X 7 WAY MICRO DUCT ( 48 MM OD ) ALONG THE WALL WITH THE HELP OF CLAMPING AT EVERY 1 M C/C# | 0
1425 | 1425 | WORK CHANGE ORDER | 630108053 | 3 | 18.02.2021 | 1662725.02 | 31891028.1 | 33553753.12 | 0152 | FTTx IBD MUMB0152 Prem Court | 3292713 | CHRGS FOR TRANS&INST OF ADSS CABLE-96F | 500 | 500M - Meter | 40 | 20000 | CHARGES FOR TRANSPORTATION & INSTALLATION OF ADSS CABLE- EIC - 96F# | 0
1426 | 1426 | WORK CHANGE ORDER | 630108053 | 3 | 18.02.2021 | 1662725.02 | 31891028.1 | 33553753.12 | 0152 | FTTx IBD MUMB0152 Prem Court | 3294064 | INSTALLATION 48 F ADSS / FIG 8 CABLE | 1000 | 1,000 | 34 | 34000 | INSTALLATION OF THE AERIAL CABLE (48 F ADSS / FIG 8 ) ALONG WITH THE ACCESSORIES. RATE INCLUDES SURVEY COST AND LOCAL LIASIONING CHARGES. | 0
1427 | 1427 | WORK CHANGE ORDER | 630108053 | 3 | 18.02.2021 | 1662725.02 | 31891028.1 | 33553753.12 | 0152 | FTTx IBD MUMB0152 Prem Court | 3294065 | INSTALLATION12F ADSS / FIG 8 CABLE | 1500 | 1,500 | 24 | 36000 | INSTALLATION OF THE AERIAL CABLE (12 F ADSS / FIG 8 ) ALONG WITH THE ACCESSORIES. RATE INCLUDES SURVEY COST AND LOCAL LIASIONING CHARGES. | 0
1428 | 1428 | WORK CHANGE ORDER | 630108053 | 3 | 18.02.2021 | 1662725.02 | 31891028.1 | 33553753.12 | 0152 | FTTx IBD MUMB0152 Prem Court | 3294710 | INSTALLATION 6F ADSS / FIG 8 CABLE | 500 | M - Meter | 19 | 9500 | INSTALLATION OF THE AERIAL CABLE (6 F ADSS / FIG 8 ) ALONG WITH THE ACCESSORIES. RATE INCLUDES SURVEY COST AND LOCAL LIASIONING CHARGES. # | 0
1429 | 1429 | WORK CHANGE ORDER | 630108053 | 3 | 18.02.2021 | 1662725.02 | 31891028.1 | 33553753.12 | 0152 | FTTx IBD MUMB0152 Prem Court | 3252599 | BLOWING OF 96F | 500 | M - Meter | 15 | 7500 | CHARGES FOR BLOWING OF 96F FIBRE. | 0
1430 | 1430 | WORK CHANGE ORDER | 630108053 | 3 | 18.02.2021 | 1662725.02 | 31891028.1 | 33553753.12 | 0152 | FTTx IBD MUMB0152 Prem Court | 3294262 | BLOWING / PULLING-48 F | 700 | M - Meter | 10 | 7000 | PULLING/BLOWING OF OFC- 48 F INCLUDING ALL MATERIALS, LABOUR, TOOLS, TACKLES, ETC.. # | 0
1431 | 1431 | WORK CHANGE ORDER | 630108053 | 3 | 18.02.2021 | 1662725.02 | 31891028.1 | 33553753.12 | 0152 | FTTx IBD MUMB0152 Prem Court | 3294264 | BLOWING / PULLING-12 F | 2000 | 2,000 | 7 | 14000 | PULLING/BLOWING OF OFC-12F INCLUDING ALL MATERIALS, LABOUR, TOOLS, TACKLES, ETC.. # | 0
1432 | 1432 | WORK CHANGE ORDER | 630108053 | 3 | 18.02.2021 | 1662725.02 | 31891028.1 | 33553753.12 | 0152 | FTTx IBD MUMB0152 Prem Court | 3294265 | BLOWING / PULLING-6 F | 1000 | 1,000 | 5 | 5000 | PULLING/BLOWING OF OFC-6F INCLUDING ALL MATERIALS, LABOUR, TOOLS, TACKLES, ETC.. # | 0
1433 | 1433 | WORK CHANGE ORDER | 630108053 | 3 | 18.02.2021 | 1662725.02 | 31891028.1 | 33553753.12 | 0152 | FTTx IBD MUMB0152 Prem Court | 3291570 | INSTLTN OF ACCESS CHAMBER 750X400X500 MM | 2 | 2 EA - each | 2328 | 4656 | INSTALLATION OF ACCESS CHAMBERS - SIZE - 750X400X500 MM DEEP.#INCLUDING COVER & LIFTING OF ACCESS CHAMBER-UPTO 50KMS INCLUDING HANDLING ,#EXCAVATION & | 0
1434 | 1434 | WORK CHANGE ORDER | 630108053 | 3 | 18.02.2021 | 1662725.02 | 31891028.1 | 33553753.12 | 0152 | FTTx IBD MUMB0152 Prem Court | 3314518 | INST OF PULLING CHAMBER 400X400X500MM | 10 | 10 EA - each | 970 | 9700 | INSTALLATION OF PULLING CHAMBERS - SIZE - 400X400X500 MM DEEP ; INCLUDING COVER .#EXCAVATION & BACKFILLING OF PITS ETC AS PER DRAWINGS , SPECIFICATIONS#AND AS | 0
1435 | 1435 | WORK CHANGE ORDER | 630108053 | 3 | 18.02.2021 | 1662725.02 | 31891028.1 | 33553753.12 | 0152 | FTTx IBD MUMB0152 Prem Court | 3294239 | CHRG;REINST,TRENCH,PCC-1:2:4,GRAVEL 20MM | 1 | 1 M3 - Cubic meter | 5335 | 5335 | CHARGES FOR REINSTATEMENT OF THE TRENCHES / PITS INCLUDING ALL MATERIALS , LABOUR, TOOLS TACKES ETC..BY PCC -1:2:4 GRAVEL SIZE - 20 MM & CURING FOR 7 DAYS. THIS ITEM | 0
1436 | 1436 | WORK CHANGE ORDER | 630108053 | 3 | 18.02.2021 | 1662725.02 | 31891028.1 | 33553753.12 | 0152 | FTTx IBD MUMB0152 Prem Court | 3291785 | RSTRTN EXCVTD SURFACE- W/COLD BITUMEN | 10 | 10 M - Meter | 1000 | 10000 | CHARGES FOR RESTORATION OF THE EXCAVATED SURFACES USING THE COLD BITUMEN INCLUDING PROPER COMPACTION ETC. ALL COMPLETE INCLUDING ALL MATERIALS TOOLS TACKLES | 0
1437 | 1437 | WORK CHANGE ORDER | 630108053 | 3 | 18.02.2021 | 1662725.02 | 31891028.1 | 33553753.12 | 0152 | FTTx IBD MUMB0152 Prem Court | 3291786 | RSTRTN EXCVTD SURFACES-W/ HOT BITUMEN | 10 | 10 M - Meter | 383 | 3830 | CHARGES FOR RESTORATION OF THE EXCAVATED SURFACES USING THE HOT BITUMEN INCLUDING PROPER COMPACTION ETC. ALL COMPLETE INCLUDING ALL MATERIALS TOOLS TACKLES | 0
1438 | 1438 | WORK CHANGE ORDER | 630108053 | 3 | 18.02.2021 | 1662725.02 | 31891028.1 | 33553753.12 | 0152 | FTTx IBD MUMB0152 Prem Court | 3290664 | CHRG F/RESTORATN OF SURF ;W/EXT TILES | 30 | 30 M - Meter | 286 | 8580 | CHARGES FOR RESTORATION OF THE EXCAVATED SURFACES USING THE EXISTING TILES OVER 100 MM THICK CONCRETE BEDDING. THE COST TO INCLUDE THE COST OF THE TILES, | 0
1439 | 1439 | WORK CHANGE ORDER | 630108053 | 3 | 18.02.2021 | 1662725.02 | 31891028.1 | 33553753.12 | 0152 | FTTx IBD MUMB0152 Prem Court | 3291784 | RSTRTN EXCVTD SURFACE-W/ PAVER BLOCK | 30 | 30 M - Meter | 631 | 18930 | CHARGES FOR RESTORATION OF THE EXCAVATED SURFACE USING NEW INTER LOCKING PAVER BLOCK OVER 100 MM THICK CONCRETE BEDDING. THE COST TO INCLUDE THE COST OF THE | 0
1440 | 1440 | WORK CHANGE ORDER | 630108053 | 3 | 18.02.2021 | 1662725.02 | 31891028.1 | 33553753.12 | 0152 | FTTx IBD MUMB0152 Prem Court | 3291783 | RESTORATION OF EXCV SURFACE-W/KOTA STONE | 10 | 10 M - Meter | 550 | 5500 | CHARGES FOR RESTORATION OF THE EXCAVATED SURFACE USING NEW KOTA STONE OVER 100 MM THICK CONCRETE BEDDING. THE COST TO INCLUDE THE COST OF THE KOTA STONE , | 0
1441 | 1441 | WORK CHANGE ORDER | 630108053 | 3 | 18.02.2021 | 1662725.02 | 31891028.1 | 33553753.12 | 0152 | FTTx IBD MUMB0152 Prem Court | 3290665 | CHRG F/RESTORATN OF SURF ;W/CHEQUED TILE | 30 | 30 M - Meter | 419 | 12570 | CHARGES FOR RESTORATION OF THE EXCAVATED SURFACE USING NEW INTER CHEQUERED TILE OVER 100 MM THICK CONCRETE BEDDING. THE COST TO INCLUDE THE COST OF THE KOTA | 0
1442 | 1442 | WORK CHANGE ORDER | 630108053 | 3 | 18.02.2021 | 1662725.02 | 31891028.1 | 33553753.12 | 0152 | FTTx IBD MUMB0152 Prem Court | 3171149 | S/FIXING PVC CONDUIT 25 MM | 1000 | 1,000 | 60 | 60000 | S/FIXING PVC CONDUIT 25MM | 0
1443 | 1443 | WORK CHANGE ORDER | 630108053 | 3 | 18.02.2021 | 1662725.02 | 31891028.1 | 33553753.12 | 0152 | FTTx IBD MUMB0152 Prem Court | 3171151 | S/FIXING PVC CONDUIT 40 MM | 600 | M - Meter | 111 | 66600 | S/FIXING PVC CONDUIT 40 MM | 0
1444 | 1444 | WORK CHANGE ORDER | 630108053 | 3 | 18.02.2021 | 1662725.02 | 31891028.1 | 33553753.12 | 0152 | FTTx IBD MUMB0152 Prem Court | 3318608 | S&I 25MM PVC CONDUIT USING SCAFFOLDING | 100 | 100M - Meter | 133 | 13300 | SUPPLY AND INSTALLATION OF 25MM OUTER DIA CONDUIT ON EXTERNAL WALL WITH THE HELP OF JHOOLA HOLDING INCLUDING MANPOWER, COUPLERS, BENDS, TEES, SADDLES, CLAMPS, | 0
1445 | 1445 | WORK CHANGE ORDER | 630108053 | 3 | 18.02.2021 | 1662725.02 | 31891028.1 | 33553753.12 | 0152 | FTTx IBD MUMB0152 Prem Court | 3318609 | S&I 40MM PVC CONDUIT USING SCAFFOLDING | 100 | 100M - Meter | 188 | 18800 | SUPPLY AND INSTALLATION OF 40MM OUTER DIA CONDUIT ON EXTERNAL WALL WITH THE HELP OF JHOOLA HOLDING INCLUDING MANPOWER, COUPLERS, BENDS, TEES, SADDLES, CLAMPS, | 0
1446 | 1446 | WORK CHANGE ORDER | 630108053 | 3 | 18.02.2021 | 1662725.02 | 31891028.1 | 33553753.12 | 0152 | FTTx IBD MUMB0152 Prem Court | 3206508 | SUP&LAY FLEX PVC CONDUIT DIA 25MM | 200 | M - Meter | 71 | 14200 | Supplying and laying of following sizes of flexible PVC conduit along with conduit accessories complete as required. | 0
1447 | 1447 | WORK CHANGE ORDER | 630108053 | 3 | 18.02.2021 | 1662725.02 | 31891028.1 | 33553753.12 | 0152 | FTTx IBD MUMB0152 Prem Court | 3206510 | SUP&LAY FLEX PVC CONDUIT DIA 40MM | 150 | M - Meter | 116 | 17400 | Supplying and laying of following sizes of flexible PVC conduit along with conduit | 0
1448 | 1448 | WORK CHANGE ORDER | 630108053 | 3 | 18.02.2021 | 1662725.02 | 31891028.1 | 33553753.12 | 0152 | FTTx IBD MUMB0152 Prem Court | 3318971 | S&I 25MM FLEXI PVC CONDUIT W/SCAFFOLDING | 100 | 100M - Meter | 144 | 14400 | SUPPLY AND INSTALLATION OF 25MM DIA REINFORCED FLEXIBLE CONDUIT ON EXTERNAL WALL WITH THE HELP OF JHOOLA HOLDING INCLUDING MANPOWER, COUPLERS, BENDS, TEES, | 0
1449 | 1449 | WORK CHANGE ORDER | 630108053 | 3 | 18.02.2021 | 1662725.02 | 31891028.1 | 33553753.12 | 0152 | FTTx IBD MUMB0152 Prem Court | 3318972 | S&I 40MM FLEXI PVC CONDUIT W/SCAFFOLDING | 100 | 100M - Meter | 194 | 19400 | SUPPLY AND INSTALLATION OF 40MM DIA REINFORCED FLEXIBLE CONDUIT ON EXTERNAL WALL WITH THE HELP OF JHOOLA HOLDING INCLUDING MANPOWER, COUPLERS, BENDS, TEES, | 0
1450 | 1450 | WORK CHANGE ORDER | 630108053 | 3 | 18.02.2021 | 1662725.02 | 31891028.1 | 33553753.12 | 0152 | FTTx IBD MUMB0152 Prem Court | 3319687 | P&F PVC JUNCTION BOX 40MM,4-WAY | 150 | EA - each | 30 | 4500 | CHARGES FOR SUPPLYING AND FIXING OF PVC JUNCTION BOX 40MM,FOUR WAY IN REQUIRED POSITION ALONG THE LINE OF PVC CONDUIT# | 0
1451 | 1451 | WORK CHANGE ORDER | 630108053 | 3 | 18.02.2021 | 1662725.02 | 31891028.1 | 33553753.12 | 0152 | FTTx IBD MUMB0152 Prem Court | 3319688 | P&F PVC JUNCTION BOX 40MM,3-WAY | 150 | EA - each | 30 | 4500 | CHARGES FOR SUPPLYING AND FIXING OF PVC JUNCTION BOX 40MM,THREE WAY IN REQUIRED POSITION ALONG THE LINE OF PVC CONDUIT# | 0
1452 | 1452 | WORK CHANGE ORDER | 630108053 | 3 | 18.02.2021 | 1662725.02 | 31891028.1 | 33553753.12 | 0152 | FTTx IBD MUMB0152 Prem Court | 3192918 | CHRG:S/F:PVC JUNCTION BOX 25MM,4-WAY | 150 | 150EA - each | 19 | 2850 | CHARGES FOR SUPPLYING AND FIXING OF PVC JUNCTION BOX | 0
1453 | 1453 | WORK CHANGE ORDER | 630108053 | 3 | 18.02.2021 | 1662725.02 | 31891028.1 | 33553753.12 | 0152 | FTTx IBD MUMB0152 Prem Court | 3192917 | CHRG:S/F:PVC JUNCTION BOX 25MM,3-WAY | 150 | 150EA - each | 19 | 2850 | CHARGES FOR SUPPLYING AND FIXING OF PVC JUNCTION BOX | 0
1454 | 1454 | WORK CHANGE ORDER | 630108053 | 3 | 18.02.2021 | 1662725.02 | 31891028.1 | 33553753.12 | 0152 | FTTx IBD MUMB0152 Prem Court | 3259755 | INSTALLATION OF FDC | 15 | EA - each | 49 | 735 | Installation of Fibre Distribution Cabinet | 0
1455 | 1455 | WORK CHANGE ORDER | 630108053 | 3 | 18.02.2021 | 1662725.02 | 31891028.1 | 33553753.12 | 0152 | FTTx IBD MUMB0152 Prem Court | 3294022 | INSTALLATION OF FAT (WALL/POLE MOUNTED) | 50 | 50 EA - each | 49 | 2450 | INSTALLATION OF FIBRE ACCESS TERMINAL (WALL/POLE MOUNTED)# | 0
1456 | 1456 | WORK CHANGE ORDER | 630108053 | 3 | 18.02.2021 | 1662725.02 | 31891028.1 | 33553753.12 | 0152 | FTTx IBD MUMB0152 Prem Court | 3293902 | INSTALLATION LEVEL 1 ( S1 ) SPLITTER | 20 | EA - each | 49 | 980 | INSTALLATION OF FREE ISSUED SPLITTER AT SUGGESTED LOCATION INCLUDING ALL MANPOWER, TOOLS TACKLES, HARDWARES ETC. COMPLETE AS PER THE DRG AND DIRECTION OF | 0
1457 | 1457 | WORK CHANGE ORDER | 630108053 | 3 | 18.02.2021 | 1662725.02 | 31891028.1 | 33553753.12 | 0152 | FTTx IBD MUMB0152 Prem Court | 3293903 | INSTALLATION LEVEL 2 ( S2 ) SPLITTER | 160 | EA - each | 49 | 7840 | INSTALLATION OF FREE ISSUED SPLITTER AT SUGGESTED LOCATION INCLUDING ALL MANPOWER, TOOLS TACKLES, HARDWARES ETC. COMPLETE AS PER THE DRG AND DIRECTION OF | 0
1458 | 1458 | WORK CHANGE ORDER | 630108053 | 3 | 18.02.2021 | 1662725.02 | 31891028.1 | 33553753.12 | 0152 | FTTx IBD MUMB0152 Prem Court | 3252601 | SPLICING,JOINTING & TERMINATION-48F | 500 | 500.000 NOS - No. | 112 | 56000 | CHARGES FOR SPLICING,JOINTING & TERMINATION OF 48F FIBRE. | 0
1459 | 1459 | WORK CHANGE ORDER | 630108053 | 3 | 18.02.2021 | 1662725.02 | 31891028.1 | 33553753.12 | 0152 | FTTx IBD MUMB0152 Prem Court | 3252602 | SPLICING,JOINTING & TERMINATION-96F | 192 | 192.000 NOS - No. | 112 | 21504 | CHARGES FOR SPLICING,JOINTING & TERMINATION OF 96F FIBRE. | 0
1460 | 1460 | WORK CHANGE ORDER | 630108053 | 3 | 18.02.2021 | 1662725.02 | 31891028.1 | 33553753.12 | 0152 | FTTx IBD MUMB0152 Prem Court | 3300512 | SPLICING & TERM OFC,FIXED COST/DAY | 10 | EA - each | 2425 | 24250 | OFC SPLICING&TERMINATION-FIXED COST/DAY#JOB INVOLVES: 1) SPLICING & TERMINATION OF OFC CABLE AS DIRECTED BY EIC. 2) ALL TOOLS AND TACKLES, PPES, CONSUMABLES ARE IN | 0
1461 | 1461 | WORK CHANGE ORDER | 630108053 | 3 | 18.02.2021 | 1662725.02 | 31891028.1 | 33553753.12 | 0152 | FTTx IBD MUMB0152 Prem Court | 3098777 | A11102-SELF ADHESIVE LABELS | 400 | 400.000 | 10 | 4000 | 420 | 0
1462 | 1462 | WORK CHANGE ORDER | 630108053 | 3 | 18.02.2021 | 1662725.02 | 31891028.1 | 33553753.12 | 0152 | FTTx IBD MUMB0152 Prem Court | 3295194 | PREPARATION OF AS BUILT DRAWINGS SBP | 15 | 15 EA - each | 194 | 2910 | AS-BUILT DRAWING FOR ALL WORKS PERFORMED AS PER SCOPE | 0
1463 | 1463 | WORK CHANGE ORDER | 630108053 | 3 | 18.02.2021 | 1662725.02 | 31891028.1 | 33553753.12 | 0152 | FTTx IBD MUMB0152 Prem Court | 3111341 | DISPOSAL OF WASTE MATERIALS DEBRIS ETC. | 15 | 15.000 NOS - No. | 679 | 10185 | Collection & disposal of various kinds of unwanted materials / debris | 0
1464 | 1464 | WORK CHANGE ORDER | 630108053 | 3 | 18.02.2021 | 1662725.02 | 31891028.1 | 33553753.12 | 0152 | FTTx IBD MUMB0152 Prem Court | 3295891 | MATERIAL STORAGE & SECONDARY TRNSPT | 15 | 15 EA - each | 485 | 7275 | STORAGE AND SECONDARY TRANSPORTATION OF FIM MATERIAL TO BUILDINGS, TO BE CALCULATED PER BUILDING# | 0
1465 | 1465 | WORK CHANGE ORDER | 630108053 | 3 | 18.02.2021 | 1662725.02 | 31891028.1 | 33553753.12 | 0152 | FTTx IBD MUMB0152 Prem Court | 3295897 | CHRG: PRE EXECUTION BUILDING SURVEY | 15 | 15 EA - each | 290 | 4350 | PRE EXECUTION BUILDING SURVEY:#THIS IS BUILDING SURVEY BEFORE DEPLOYMENT INSIDE BUILDING DEPLOYMENT/CONSTRUCTION INCLUDES LAYING OF CONDUITS AND OTHER ODN | 0
1466 | 1466 | WORK CHANGE ORDER | 630108053 | 3 | 18.02.2021 | 1662725.02 | 31891028.1 | 33553753.12 | 0152 | FTTx IBD MUMB0152 Prem Court | 3318382 | CHRG DRILLING OF HOLE 25MM IN BRICK WALL | 50 | 50 EA - each | 82 | 4100 | CHARGES FOR DRILLING HOLES OF DIAMETER 25MM IN BRICK WALL WITH PROPER DRILL MACHINE AND REINSTATEMENT AFTER CONDUITING TO ENSURE WATER PROOFING OF HOLE.# | 0
1467 | 1467 | WORK CHANGE ORDER | 630108053 | 3 | 18.02.2021 | 1662725.02 | 31891028.1 | 33553753.12 | 0152 | FTTx IBD MUMB0152 Prem Court | 3318381 | CHRG DRILLING OF HOLE 40MM IN BRICK WALL | 50 | 50 EA - each | 131 | 6550 | CHARGES FOR DRILLING HOLES OF DIAMETER 40MM IN BRICK WALL WITH PROPER DRILL MACHINE AND REINSTATEMENT AFTER CONDUITING TO ENSURE WATER PROOFING OF HOLE.# | 0
1468 | 1468 | WORK CHANGE ORDER | 630108053 | 3 | 18.02.2021 | 1662725.02 | 31891028.1 | 33553753.12 | 0152 | FTTx IBD MUMB0152 Prem Court | 3318200 | CHRG DRILLING OF HOLE 25MM DIA IN RCC | 50 | 50 EA - each | 131 | 6550 | CHARGES FOR DRILLING HOLES OF DIAMETER 25MM IN RCC WITH PROPER DRILL MACHINE AND REINSTATEMENT AFTER | 0
1469 | 1469 | WORK CHANGE ORDER | 630108053 | 3 | 18.02.2021 | 1662725.02 | 31891028.1 | 33553753.12 | 0152 | FTTx IBD MUMB0152 Prem Court | 3297469 | CHRG:DRILLING OF HOLE 40MM DIA IN RCC | 50 | 50 EA - each | 165 | 8250 | CHARGES FOR DRILLING HOLES OF DIAMETER ~40MM IN RCC WITH PROPER DRILL MACHINE AND REINSTATEMENT AFTER CONDUITING TO ENSURE WATER PROOFING OF HOLE. | 0
1470 | 1470 | WORK CHANGE ORDER | 630108053 | 3 | 18.02.2021 | 1662725.02 | 31891028.1 | 33553753.12 | 0152 | FTTx IBD MUMB0152 Prem Court | 3319692 | S&I SIMPLEX PLUG,F/40MM HDPE DUCT | 60 | EA - each | 49 | 2940 | CHARGES FOR SUPPLYING AND FIXING OF SIMPLEX PLUG FOR 40 MM HDPE DUCT# | 0
1471 | 1471 | WORK CHANGE ORDER | 630108053 | 3 | 18.02.2021 | 1662725.02 | 31891028.1 | 33553753.12 | 0403 | FTTx IBD MUMB0403 Murli Manohar | 3293883 | CHRG;SHALLOW TRENCH 40 OR 48MM 7WAY DUCT | 50 | 50 M - Meter | 160 | 8000 | EXCAVATION OF SHALLOW TRENCHES MANUALLY/CHIPPING/SLITTING UPTO A DEPTH OF 300 MM, WIDE UP TO 100 MM IN ASPHALT / CONCRETE / TILED SURFACE, LAYING 1 X 40 MM / 1 X 7 | 0
1472 | 1472 | WORK CHANGE ORDER | 630108053 | 3 | 18.02.2021 | 1662725.02 | 31891028.1 | 33553753.12 | 0403 | FTTx IBD MUMB0403 Murli Manohar | 3314515 | CHRG:SHALLOW TREN 40MM DUCT W/2 NOS | 50 | 50 M - Meter | 160 | 8000 | EXCAVATION OF SHALLOW TRENCHES MANUALLY/CHIPPING/SLITTING IN ASPHALT / CONCRETE / TILED SURFACE, LAYING 2 NOS 40 MM DUCT AND FILLING THE COMPLETE DEPTH, INCLUDING | 0
1473 | 1473 | WORK CHANGE ORDER | 630108053 | 3 | 18.02.2021 | 1662725.02 | 31891028.1 | 33553753.12 | 0403 | FTTx IBD MUMB0403 Murli Manohar | 3293878 | CHRG;CLAMPING-1X40MM/1X7WAY MICRO DUCT | 100 | 100M - Meter | 49 | 4900 | CLAMPING OF THE DUCTS 1 X 40 MM / 1 X 7 WAY MICRO DUCT ( 48 MM OD ) ALONG THE WALL WITH THE HELP OF CLAMPING AT EVERY 1 M C/C# | 0
1474 | 1474 | WORK CHANGE ORDER | 630108053 | 3 | 18.02.2021 | 1662725.02 | 31891028.1 | 33553753.12 | 0403 | FTTx IBD MUMB0403 Murli Manohar | 3292713 | CHRGS FOR TRANS&INST OF ADSS CABLE-96F | 500 | 500M - Meter | 40 | 20000 | CHARGES FOR TRANSPORTATION & INSTALLATION OF ADSS CABLE- EIC - 96F# | 0
1475 | 1475 | WORK CHANGE ORDER | 630108053 | 3 | 18.02.2021 | 1662725.02 | 31891028.1 | 33553753.12 | 0403 | FTTx IBD MUMB0403 Murli Manohar | 3294064 | INSTALLATION 48 F ADSS / FIG 8 CABLE | 1000 | 1,000 | 34 | 34000 | INSTALLATION OF THE AERIAL CABLE (48 F ADSS / FIG 8 ) ALONG WITH THE ACCESSORIES. RATE INCLUDES SURVEY COST AND LOCAL LIASIONING CHARGES. | 0
1476 | 1476 | WORK CHANGE ORDER | 630108053 | 3 | 18.02.2021 | 1662725.02 | 31891028.1 | 33553753.12 | 0403 | FTTx IBD MUMB0403 Murli Manohar | 3294065 | INSTALLATION12F ADSS / FIG 8 CABLE | 1500 | 1,500 | 24 | 36000 | INSTALLATION OF THE AERIAL CABLE (12 F ADSS / FIG 8 ) ALONG WITH THE ACCESSORIES. RATE INCLUDES SURVEY COST AND LOCAL LIASIONING CHARGES. | 0
1477 | 1477 | WORK CHANGE ORDER | 630108053 | 3 | 18.02.2021 | 1662725.02 | 31891028.1 | 33553753.12 | 0403 | FTTx IBD MUMB0403 Murli Manohar | 3294710 | INSTALLATION 6F ADSS / FIG 8 CABLE | 500 | M - Meter | 19 | 9500 | INSTALLATION OF THE AERIAL CABLE (6 F ADSS / FIG 8 ) ALONG WITH THE ACCESSORIES. RATE INCLUDES SURVEY COST AND LOCAL LIASIONING CHARGES. # | 0
1478 | 1478 | WORK CHANGE ORDER | 630108053 | 3 | 18.02.2021 | 1662725.02 | 31891028.1 | 33553753.12 | 0403 | FTTx IBD MUMB0403 Murli Manohar | 3252599 | BLOWING OF 96F | 500 | M - Meter | 15 | 7500 | CHARGES FOR BLOWING OF 96F FIBRE. | 0
1479 | 1479 | WORK CHANGE ORDER | 630108053 | 3 | 18.02.2021 | 1662725.02 | 31891028.1 | 33553753.12 | 0403 | FTTx IBD MUMB0403 Murli Manohar | 3294262 | BLOWING / PULLING-48 F | 700 | M - Meter | 10 | 7000 | PULLING/BLOWING OF OFC- 48 F INCLUDING ALL MATERIALS, LABOUR, TOOLS, TACKLES, ETC.. # | 0
1480 | 1480 | WORK CHANGE ORDER | 630108053 | 3 | 18.02.2021 | 1662725.02 | 31891028.1 | 33553753.12 | 0403 | FTTx IBD MUMB0403 Murli Manohar | 3294264 | BLOWING / PULLING-12 F | 2000 | 2,000 | 7 | 14000 | PULLING/BLOWING OF OFC-12F INCLUDING ALL MATERIALS, LABOUR, TOOLS, TACKLES, ETC.. # | 0
1481 | 1481 | WORK CHANGE ORDER | 630108053 | 3 | 18.02.2021 | 1662725.02 | 31891028.1 | 33553753.12 | 0403 | FTTx IBD MUMB0403 Murli Manohar | 3294265 | BLOWING / PULLING-6 F | 1000 | 1,000 | 5 | 5000 | PULLING/BLOWING OF OFC-6F INCLUDING ALL MATERIALS, LABOUR, TOOLS, TACKLES, ETC.. # | 0
1482 | 1482 | WORK CHANGE ORDER | 630108053 | 3 | 18.02.2021 | 1662725.02 | 31891028.1 | 33553753.12 | 0403 | FTTx IBD MUMB0403 Murli Manohar | 3291570 | INSTLTN OF ACCESS CHAMBER 750X400X500 MM | 2 | 2 EA - each | 2328 | 4656 | INSTALLATION OF ACCESS CHAMBERS - SIZE - 750X400X500 MM DEEP.#INCLUDING COVER & LIFTING OF ACCESS CHAMBER-UPTO 50KMS INCLUDING HANDLING ,#EXCAVATION & | 0
1483 | 1483 | WORK CHANGE ORDER | 630108053 | 3 | 18.02.2021 | 1662725.02 | 31891028.1 | 33553753.12 | 0403 | FTTx IBD MUMB0403 Murli Manohar | 3314518 | INST OF PULLING CHAMBER 400X400X500MM | 10 | 10 EA - each | 970 | 9700 | INSTALLATION OF PULLING CHAMBERS - SIZE - 400X400X500 MM DEEP ; INCLUDING COVER .#EXCAVATION & BACKFILLING OF PITS ETC AS PER DRAWINGS , SPECIFICATIONS#AND AS | 0
1484 | 1484 | WORK CHANGE ORDER | 630108053 | 3 | 18.02.2021 | 1662725.02 | 31891028.1 | 33553753.12 | 0403 | FTTx IBD MUMB0403 Murli Manohar | 3294239 | CHRG;REINST,TRENCH,PCC-1:2:4,GRAVEL 20MM | 1 | 1 M3 - Cubic meter | 5335 | 5335 | CHARGES FOR REINSTATEMENT OF THE TRENCHES / PITS INCLUDING ALL MATERIALS , LABOUR, TOOLS TACKES ETC..BY PCC -1:2:4 GRAVEL SIZE - 20 MM & CURING FOR 7 DAYS. THIS ITEM | 0
1485 | 1485 | WORK CHANGE ORDER | 630108053 | 3 | 18.02.2021 | 1662725.02 | 31891028.1 | 33553753.12 | 0403 | FTTx IBD MUMB0403 Murli Manohar | 3291785 | RSTRTN EXCVTD SURFACE- W/COLD BITUMEN | 10 | 10 M - Meter | 1000 | 10000 | CHARGES FOR RESTORATION OF THE EXCAVATED SURFACES USING THE COLD BITUMEN INCLUDING PROPER COMPACTION ETC. ALL COMPLETE INCLUDING ALL MATERIALS TOOLS TACKLES | 0
1486 | 1486 | WORK CHANGE ORDER | 630108053 | 3 | 18.02.2021 | 1662725.02 | 31891028.1 | 33553753.12 | 0403 | FTTx IBD MUMB0403 Murli Manohar | 3291786 | RSTRTN EXCVTD SURFACES-W/ HOT BITUMEN | 10 | 10 M - Meter | 383 | 3830 | CHARGES FOR RESTORATION OF THE EXCAVATED SURFACES USING THE HOT BITUMEN INCLUDING PROPER COMPACTION ETC. ALL COMPLETE INCLUDING ALL MATERIALS TOOLS TACKLES | 0
1487 | 1487 | WORK CHANGE ORDER | 630108053 | 3 | 18.02.2021 | 1662725.02 | 31891028.1 | 33553753.12 | 0403 | FTTx IBD MUMB0403 Murli Manohar | 3290664 | CHRG F/RESTORATN OF SURF ;W/EXT TILES | 30 | 30 M - Meter | 286 | 8580 | CHARGES FOR RESTORATION OF THE EXCAVATED SURFACES USING THE EXISTING TILES OVER 100 MM THICK CONCRETE BEDDING. THE COST TO INCLUDE THE COST OF THE TILES, | 0
1488 | 1488 | WORK CHANGE ORDER | 630108053 | 3 | 18.02.2021 | 1662725.02 | 31891028.1 | 33553753.12 | 0403 | FTTx IBD MUMB0403 Murli Manohar | 3291784 | RSTRTN EXCVTD SURFACE-W/ PAVER BLOCK | 30 | 30 M - Meter | 631 | 18930 | CHARGES FOR RESTORATION OF THE EXCAVATED SURFACE USING NEW INTER LOCKING PAVER BLOCK OVER 100 MM THICK CONCRETE BEDDING. THE COST TO INCLUDE THE COST OF THE | 0
1489 | 1489 | WORK CHANGE ORDER | 630108053 | 3 | 18.02.2021 | 1662725.02 | 31891028.1 | 33553753.12 | 0403 | FTTx IBD MUMB0403 Murli Manohar | 3291783 | RESTORATION OF EXCV SURFACE-W/KOTA STONE | 10 | 10 M - Meter | 550 | 5500 | CHARGES FOR RESTORATION OF THE EXCAVATED SURFACE USING NEW KOTA STONE OVER 100 MM THICK CONCRETE BEDDING. THE COST TO INCLUDE THE COST OF THE KOTA STONE , | 0
1490 | 1490 | WORK CHANGE ORDER | 630108053 | 3 | 18.02.2021 | 1662725.02 | 31891028.1 | 33553753.12 | 0403 | FTTx IBD MUMB0403 Murli Manohar | 3290665 | CHRG F/RESTORATN OF SURF ;W/CHEQUED TILE | 30 | 30 M - Meter | 419 | 12570 | CHARGES FOR RESTORATION OF THE EXCAVATED SURFACE USING NEW INTER CHEQUERED TILE OVER 100 MM THICK CONCRETE BEDDING. THE COST TO INCLUDE THE COST OF THE KOTA | 0
1491 | 1491 | WORK CHANGE ORDER | 630108053 | 3 | 18.02.2021 | 1662725.02 | 31891028.1 | 33553753.12 | 0403 | FTTx IBD MUMB0403 Murli Manohar | 3171149 | S/FIXING PVC CONDUIT 25 MM | 1000 | 1,000 | 60 | 60000 | S/FIXING PVC CONDUIT 25MM | 0
1492 | 1492 | WORK CHANGE ORDER | 630108053 | 3 | 18.02.2021 | 1662725.02 | 31891028.1 | 33553753.12 | 0403 | FTTx IBD MUMB0403 Murli Manohar | 3171151 | S/FIXING PVC CONDUIT 40 MM | 600 | M - Meter | 111 | 66600 | S/FIXING PVC CONDUIT 40 MM | 0
1493 | 1493 | WORK CHANGE ORDER | 630108053 | 3 | 18.02.2021 | 1662725.02 | 31891028.1 | 33553753.12 | 0403 | FTTx IBD MUMB0403 Murli Manohar | 3318608 | S&I 25MM PVC CONDUIT USING SCAFFOLDING | 100 | 100M - Meter | 133 | 13300 | SUPPLY AND INSTALLATION OF 25MM OUTER DIA CONDUIT ON EXTERNAL WALL WITH THE HELP OF JHOOLA HOLDING INCLUDING MANPOWER, COUPLERS, BENDS, TEES, SADDLES, CLAMPS, | 0
1494 | 1494 | WORK CHANGE ORDER | 630108053 | 3 | 18.02.2021 | 1662725.02 | 31891028.1 | 33553753.12 | 0403 | FTTx IBD MUMB0403 Murli Manohar | 3318609 | S&I 40MM PVC CONDUIT USING SCAFFOLDING | 100 | 100M - Meter | 188 | 18800 | SUPPLY AND INSTALLATION OF 40MM OUTER DIA CONDUIT ON EXTERNAL WALL WITH THE HELP OF JHOOLA HOLDING INCLUDING MANPOWER, COUPLERS, BENDS, TEES, SADDLES, CLAMPS, | 0
1495 | 1495 | WORK CHANGE ORDER | 630108053 | 3 | 18.02.2021 | 1662725.02 | 31891028.1 | 33553753.12 | 0403 | FTTx IBD MUMB0403 Murli Manohar | 3206508 | SUP&LAY FLEX PVC CONDUIT DIA 25MM | 200 | M - Meter | 71 | 14200 | Supplying and laying of following sizes of flexible PVC conduit along with conduit accessories complete as required. | 0
1496 | 1496 | WORK CHANGE ORDER | 630108053 | 3 | 18.02.2021 | 1662725.02 | 31891028.1 | 33553753.12 | 0403 | FTTx IBD MUMB0403 Murli Manohar | 3206510 | SUP&LAY FLEX PVC CONDUIT DIA 40MM | 150 | M - Meter | 116 | 17400 | Supplying and laying of following sizes of flexible PVC conduit along with conduit | 0
1497 | 1497 | WORK CHANGE ORDER | 630108053 | 3 | 18.02.2021 | 1662725.02 | 31891028.1 | 33553753.12 | 0403 | FTTx IBD MUMB0403 Murli Manohar | 3318971 | S&I 25MM FLEXI PVC CONDUIT W/SCAFFOLDING | 100 | 100M - Meter | 144 | 14400 | SUPPLY AND INSTALLATION OF 25MM DIA REINFORCED FLEXIBLE CONDUIT ON EXTERNAL WALL WITH THE HELP OF JHOOLA HOLDING INCLUDING MANPOWER, COUPLERS, BENDS, TEES, | 0
1498 | 1498 | WORK CHANGE ORDER | 630108053 | 3 | 18.02.2021 | 1662725.02 | 31891028.1 | 33553753.12 | 0403 | FTTx IBD MUMB0403 Murli Manohar | 3318972 | S&I 40MM FLEXI PVC CONDUIT W/SCAFFOLDING | 100 | 100M - Meter | 194 | 19400 | SUPPLY AND INSTALLATION OF 40MM DIA REINFORCED FLEXIBLE CONDUIT ON EXTERNAL WALL WITH THE HELP OF JHOOLA HOLDING INCLUDING MANPOWER, COUPLERS, BENDS, TEES, | 0
1499 | 1499 | WORK CHANGE ORDER | 630108053 | 3 | 18.02.2021 | 1662725.02 | 31891028.1 | 33553753.12 | 0403 | FTTx IBD MUMB0403 Murli Manohar | 3319687 | P&F PVC JUNCTION BOX 40MM,4-WAY | 150 | EA - each | 30 | 4500 | CHARGES FOR SUPPLYING AND FIXING OF PVC JUNCTION BOX 40MM,FOUR WAY IN REQUIRED POSITION ALONG THE LINE OF PVC CONDUIT# | 0
1500 | 1500 | WORK CHANGE ORDER | 630108053 | 3 | 18.02.2021 | 1662725.02 | 31891028.1 | 33553753.12 | 0403 | FTTx IBD MUMB0403 Murli Manohar | 3319688 | P&F PVC JUNCTION BOX 40MM,3-WAY | 150 | EA - each | 30 | 4500 | CHARGES FOR SUPPLYING AND FIXING OF PVC JUNCTION BOX 40MM,THREE WAY IN REQUIRED POSITION ALONG THE LINE OF PVC CONDUIT# | 0
1501 | 1501 | WORK CHANGE ORDER | 630108053 | 3 | 18.02.2021 | 1662725.02 | 31891028.1 | 33553753.12 | 0403 | FTTx IBD MUMB0403 Murli Manohar | 3192918 | CHRG:S/F:PVC JUNCTION BOX 25MM,4-WAY | 150 | 150EA - each | 19 | 2850 | CHARGES FOR SUPPLYING AND FIXING OF PVC JUNCTION BOX | 0
1502 | 1502 | WORK CHANGE ORDER | 630108053 | 3 | 18.02.2021 | 1662725.02 | 31891028.1 | 33553753.12 | 0403 | FTTx IBD MUMB0403 Murli Manohar | 3192917 | CHRG:S/F:PVC JUNCTION BOX 25MM,3-WAY | 150 | 150EA - each | 19 | 2850 | CHARGES FOR SUPPLYING AND FIXING OF PVC JUNCTION BOX | 0
1503 | 1503 | WORK CHANGE ORDER | 630108053 | 3 | 18.02.2021 | 1662725.02 | 31891028.1 | 33553753.12 | 0403 | FTTx IBD MUMB0403 Murli Manohar | 3259755 | INSTALLATION OF FDC | 15 | EA - each | 49 | 735 | Installation of Fibre Distribution Cabinet | 0
1504 | 1504 | WORK CHANGE ORDER | 630108053 | 3 | 18.02.2021 | 1662725.02 | 31891028.1 | 33553753.12 | 0403 | FTTx IBD MUMB0403 Murli Manohar | 3294022 | INSTALLATION OF FAT (WALL/POLE MOUNTED) | 50 | 50 EA - each | 49 | 2450 | INSTALLATION OF FIBRE ACCESS TERMINAL (WALL/POLE MOUNTED)# | 0
1505 | 1505 | WORK CHANGE ORDER | 630108053 | 3 | 18.02.2021 | 1662725.02 | 31891028.1 | 33553753.12 | 0403 | FTTx IBD MUMB0403 Murli Manohar | 3293902 | INSTALLATION LEVEL 1 ( S1 ) SPLITTER | 20 | EA - each | 49 | 980 | INSTALLATION OF FREE ISSUED SPLITTER AT SUGGESTED LOCATION INCLUDING ALL MANPOWER, TOOLS TACKLES, HARDWARES ETC. COMPLETE AS PER THE DRG AND DIRECTION OF | 0
1506 | 1506 | WORK CHANGE ORDER | 630108053 | 3 | 18.02.2021 | 1662725.02 | 31891028.1 | 33553753.12 | 0403 | FTTx IBD MUMB0403 Murli Manohar | 3293903 | INSTALLATION LEVEL 2 ( S2 ) SPLITTER | 160 | EA - each | 49 | 7840 | INSTALLATION OF FREE ISSUED SPLITTER AT SUGGESTED LOCATION INCLUDING ALL MANPOWER, TOOLS TACKLES, HARDWARES ETC. COMPLETE AS PER THE DRG AND DIRECTION OF | 0
1507 | 1507 | WORK CHANGE ORDER | 630108053 | 3 | 18.02.2021 | 1662725.02 | 31891028.1 | 33553753.12 | 0403 | FTTx IBD MUMB0403 Murli Manohar | 3252601 | SPLICING,JOINTING & TERMINATION-48F | 500 | 500.000 NOS - No. | 112 | 56000 | CHARGES FOR SPLICING,JOINTING & TERMINATION OF 48F FIBRE. | 0
1508 | 1508 | WORK CHANGE ORDER | 630108053 | 3 | 18.02.2021 | 1662725.02 | 31891028.1 | 33553753.12 | 0403 | FTTx IBD MUMB0403 Murli Manohar | 3252602 | SPLICING,JOINTING & TERMINATION-96F | 192 | 192.000 NOS - No. | 112 | 21504 | CHARGES FOR SPLICING,JOINTING & TERMINATION OF 96F FIBRE. | 0
1509 | 1509 | WORK CHANGE ORDER | 630108053 | 3 | 18.02.2021 | 1662725.02 | 31891028.1 | 33553753.12 | 0403 | FTTx IBD MUMB0403 Murli Manohar | 3300512 | SPLICING & TERM OFC,FIXED COST/DAY | 10 | EA - each | 2425 | 24250 | OFC SPLICING&TERMINATION-FIXED COST/DAY#JOB INVOLVES: 1) SPLICING & TERMINATION OF OFC CABLE AS DIRECTED BY EIC. 2) ALL TOOLS AND TACKLES, PPES, CONSUMABLES ARE IN | 0
1510 | 1510 | WORK CHANGE ORDER | 630108053 | 3 | 18.02.2021 | 1662725.02 | 31891028.1 | 33553753.12 | 0403 | FTTx IBD MUMB0403 Murli Manohar | 3098777 | A11102-SELF ADHESIVE LABELS | 400 | 400.000 | 10 | 4000 | 420 | 0
1511 | 1511 | WORK CHANGE ORDER | 630108053 | 3 | 18.02.2021 | 1662725.02 | 31891028.1 | 33553753.12 | 0403 | FTTx IBD MUMB0403 Murli Manohar | 3295194 | PREPARATION OF AS BUILT DRAWINGS SBP | 15 | 15 EA - each | 194 | 2910 | AS-BUILT DRAWING FOR ALL WORKS PERFORMED AS PER SCOPE | 0
1512 | 1512 | WORK CHANGE ORDER | 630108053 | 3 | 18.02.2021 | 1662725.02 | 31891028.1 | 33553753.12 | 0403 | FTTx IBD MUMB0403 Murli Manohar | 3111341 | DISPOSAL OF WASTE MATERIALS DEBRIS ETC. | 15 | 15.000 NOS - No. | 679 | 10185 | Collection & disposal of various kinds of unwanted materials / debris | 0
1513 | 1513 | WORK CHANGE ORDER | 630108053 | 3 | 18.02.2021 | 1662725.02 | 31891028.1 | 33553753.12 | 0403 | FTTx IBD MUMB0403 Murli Manohar | 3295891 | MATERIAL STORAGE & SECONDARY TRNSPT | 15 | 15 EA - each | 485 | 7275 | STORAGE AND SECONDARY TRANSPORTATION OF FIM MATERIAL TO BUILDINGS, TO BE CALCULATED PER BUILDING# | 0
1514 | 1514 | WORK CHANGE ORDER | 630108053 | 3 | 18.02.2021 | 1662725.02 | 31891028.1 | 33553753.12 | 0403 | FTTx IBD MUMB0403 Murli Manohar | 3295897 | CHRG: PRE EXECUTION BUILDING SURVEY | 15 | 15 EA - each | 290 | 4350 | PRE EXECUTION BUILDING SURVEY:#THIS IS BUILDING SURVEY BEFORE DEPLOYMENT INSIDE BUILDING DEPLOYMENT/CONSTRUCTION INCLUDES LAYING OF CONDUITS AND OTHER ODN | 0
1515 | 1515 | WORK CHANGE ORDER | 630108053 | 3 | 18.02.2021 | 1662725.02 | 31891028.1 | 33553753.12 | 0403 | FTTx IBD MUMB0403 Murli Manohar | 3318382 | CHRG DRILLING OF HOLE 25MM IN BRICK WALL | 50 | 50 EA - each | 82 | 4100 | CHARGES FOR DRILLING HOLES OF DIAMETER 25MM IN BRICK WALL WITH PROPER DRILL MACHINE AND REINSTATEMENT AFTER CONDUITING TO ENSURE WATER PROOFING OF HOLE.# | 0
1516 | 1516 | WORK CHANGE ORDER | 630108053 | 3 | 18.02.2021 | 1662725.02 | 31891028.1 | 33553753.12 | 0403 | FTTx IBD MUMB0403 Murli Manohar | 3318381 | CHRG DRILLING OF HOLE 40MM IN BRICK WALL | 50 | 50 EA - each | 131 | 6550 | CHARGES FOR DRILLING HOLES OF DIAMETER 40MM IN BRICK WALL WITH PROPER DRILL MACHINE AND REINSTATEMENT AFTER CONDUITING TO ENSURE WATER PROOFING OF HOLE.# | 0
1517 | 1517 | WORK CHANGE ORDER | 630108053 | 3 | 18.02.2021 | 1662725.02 | 31891028.1 | 33553753.12 | 0403 | FTTx IBD MUMB0403 Murli Manohar | 3318200 | CHRG DRILLING OF HOLE 25MM DIA IN RCC | 50 | 50 EA - each | 131 | 6550 | CHARGES FOR DRILLING HOLES OF DIAMETER 25MM IN RCC WITH PROPER DRILL MACHINE AND REINSTATEMENT AFTER CONDUITING TO ENSURE WATER PROOFING OF HOLE.# | 0
1518 | 1518 | WORK CHANGE ORDER | 630108053 | 3 | 18.02.2021 | 1662725.02 | 31891028.1 | 33553753.12 | 0403 | FTTx IBD MUMB0403 Murli Manohar | 3297469 | CHRG:DRILLING OF HOLE 40MM DIA IN RCC | 50 | 50 EA - each | 165 | 8250 | CHARGES FOR DRILLING HOLES OF DIAMETER ~40MM IN RCC WITH PROPER DRILL MACHINE AND REINSTATEMENT AFTER CONDUITING TO ENSURE WATER PROOFING OF HOLE. | 0
1519 | 1519 | WORK CHANGE ORDER | 630108053 | 3 | 18.02.2021 | 1662725.02 | 31891028.1 | 33553753.12 | 0403 | FTTx IBD MUMB0403 Murli Manohar | 3319692 | S&I SIMPLEX PLUG,F/40MM HDPE DUCT | 60 | EA - each | 49 | 2940 | CHARGES FOR SUPPLYING AND FIXING OF SIMPLEX PLUG FOR 40 MM HDPE DUCT# | 0
1520 | 1520 | WORK CHANGE ORDER | 630108053 | 3 | 18.02.2021 | 1662725.02 | 31891028.1 | 33553753.12 | 0403 | FTTx IBD MUMB0403 Murli Manohar | 3294067 | INSTALLATION OF OTB (WALL/POLE MOUNTED) | 5 | 5 EA - each | 49 | 245 | INSTALLATION OF OPTICAL TERMINAL BOX (WALL/POLE MOUNTED)# | 0
1521 | 1521 | WORK CHANGE ORDER | 630108053 | 3 | 18.02.2021 | 1662725.02 | 31891028.1 | 33553753.12 | 0406 | FTTx IBD MUMB0406 Vimal Smruti | 3293883 | CHRG;SHALLOW TRENCH 40 OR 48MM 7WAY DUCT | 50 | 50 M - Meter | 160 | 8000 | EXCAVATION OF SHALLOW TRENCHES MANUALLY/CHIPPING/SLITTING UPTO A DEPTH OF 300 MM, WIDE UP TO 100 MM IN ASPHALT / CONCRETE / TILED SURFACE, LAYING 1 X 40 MM / 1 X 7 | 0
1522 | 1522 | WORK CHANGE ORDER | 630108053 | 3 | 18.02.2021 | 1662725.02 | 31891028.1 | 33553753.12 | 0406 | FTTx IBD MUMB0406 Vimal Smruti | 3314515 | CHRG:SHALLOW TREN 40MM DUCT W/2 NOS | 50 | 50 M - Meter | 160 | 8000 | EXCAVATION OF SHALLOW TRENCHES MANUALLY/CHIPPING/SLITTING IN ASPHALT / CONCRETE / TILED SURFACE, LAYING 2 NOS 40 MM DUCT AND FILLING THE COMPLETE DEPTH, INCLUDING | 0
1523 | 1523 | WORK CHANGE ORDER | 630108053 | 3 | 18.02.2021 | 1662725.02 | 31891028.1 | 33553753.12 | 0406 | FTTx IBD MUMB0406 Vimal Smruti | 3293878 | CHRG;CLAMPING-1X40MM/1X7WAY MICRO DUCT | 100 | 100M - Meter | 49 | 4900 | CLAMPING OF THE DUCTS 1 X 40 MM / 1 X 7 WAY MICRO DUCT ( 48 MM OD ) ALONG THE WALL WITH THE HELP OF CLAMPING AT EVERY 1 M C/C# | 0
1524 | 1524 | WORK CHANGE ORDER | 630108053 | 3 | 18.02.2021 | 1662725.02 | 31891028.1 | 33553753.12 | 0406 | FTTx IBD MUMB0406 Vimal Smruti | 3292713 | CHRGS FOR TRANS&INST OF ADSS CABLE-96F | 500 | 500M - Meter | 40 | 20000 | CHARGES FOR TRANSPORTATION & INSTALLATION OF ADSS CABLE- EIC - 96F# | 0
1525 | 1525 | WORK CHANGE ORDER | 630108053 | 3 | 18.02.2021 | 1662725.02 | 31891028.1 | 33553753.12 | 0406 | FTTx IBD MUMB0406 Vimal Smruti | 3294064 | INSTALLATION 48 F ADSS / FIG 8 CABLE | 1000 | 1,000 | 34 | 34000 | INSTALLATION OF THE AERIAL CABLE (48 F ADSS / FIG 8 ) ALONG WITH THE ACCESSORIES. RATE INCLUDES SURVEY COST AND LOCAL LIASIONING CHARGES. | 0
1526 | 1526 | WORK CHANGE ORDER | 630108053 | 3 | 18.02.2021 | 1662725.02 | 31891028.1 | 33553753.12 | 0406 | FTTx IBD MUMB0406 Vimal Smruti | 3294065 | INSTALLATION12F ADSS / FIG 8 CABLE | 1500 | 1,500 | 24 | 36000 | INSTALLATION OF THE AERIAL CABLE (12 F ADSS / FIG 8 ) ALONG WITH THE ACCESSORIES. RATE INCLUDES SURVEY COST AND LOCAL LIASIONING CHARGES. | 0
1527 | 1527 | WORK CHANGE ORDER | 630108053 | 3 | 18.02.2021 | 1662725.02 | 31891028.1 | 33553753.12 | 0406 | FTTx IBD MUMB0406 Vimal Smruti | 3294710 | INSTALLATION 6F ADSS / FIG 8 CABLE | 500 | M - Meter | 19 | 9500 | INSTALLATION OF THE AERIAL CABLE (6 F ADSS / FIG 8 ) ALONG WITH THE ACCESSORIES. RATE INCLUDES SURVEY COST AND LOCAL LIASIONING CHARGES. # | 0
1528 | 1528 | WORK CHANGE ORDER | 630108053 | 3 | 18.02.2021 | 1662725.02 | 31891028.1 | 33553753.12 | 0406 | FTTx IBD MUMB0406 Vimal Smruti | 3252599 | BLOWING OF 96F | 500 | M - Meter | 15 | 7500 | CHARGES FOR BLOWING OF 96F FIBRE. | 0
1529 | 1529 | WORK CHANGE ORDER | 630108053 | 3 | 18.02.2021 | 1662725.02 | 31891028.1 | 33553753.12 | 0406 | FTTx IBD MUMB0406 Vimal Smruti | 3294262 | BLOWING / PULLING-48 F | 700 | M - Meter | 10 | 7000 | PULLING/BLOWING OF OFC- 48 F INCLUDING ALL MATERIALS, LABOUR, TOOLS, TACKLES, ETC.. # | 0
1530 | 1530 | WORK CHANGE ORDER | 630108053 | 3 | 18.02.2021 | 1662725.02 | 31891028.1 | 33553753.12 | 0406 | FTTx IBD MUMB0406 Vimal Smruti | 3294264 | BLOWING / PULLING-12 F | 2000 | 2,000 | 7 | 14000 | PULLING/BLOWING OF OFC-12F INCLUDING ALL MATERIALS, LABOUR, TOOLS, TACKLES, ETC.. # | 0
1531 | 1531 | WORK CHANGE ORDER | 630108053 | 3 | 18.02.2021 | 1662725.02 | 31891028.1 | 33553753.12 | 0406 | FTTx IBD MUMB0406 Vimal Smruti | 3294265 | BLOWING / PULLING-6 F | 1000 | 1,000 | 5 | 5000 | PULLING/BLOWING OF OFC-6F INCLUDING ALL MATERIALS, LABOUR, TOOLS, TACKLES, ETC.. # | 0
1532 | 1532 | WORK CHANGE ORDER | 630108053 | 3 | 18.02.2021 | 1662725.02 | 31891028.1 | 33553753.12 | 0406 | FTTx IBD MUMB0406 Vimal Smruti | 3291570 | INSTLTN OF ACCESS CHAMBER 750X400X500 MM | 2 | 2 EA - each | 2328 | 4656 | INSTALLATION OF ACCESS CHAMBERS - SIZE - 750X400X500 MM DEEP.#INCLUDING COVER & LIFTING OF ACCESS CHAMBER-UPTO 50KMS INCLUDING HANDLING ,#EXCAVATION & | 0
1533 | 1533 | WORK CHANGE ORDER | 630108053 | 3 | 18.02.2021 | 1662725.02 | 31891028.1 | 33553753.12 | 0406 | FTTx IBD MUMB0406 Vimal Smruti | 3314518 | INST OF PULLING CHAMBER 400X400X500MM | 10 | 10 EA - each | 970 | 9700 | INSTALLATION OF PULLING CHAMBERS - SIZE - 400X400X500 MM DEEP ; INCLUDING COVER .#EXCAVATION & BACKFILLING OF PITS ETC AS PER DRAWINGS , SPECIFICATIONS#AND AS | 0
1534 | 1534 | WORK CHANGE ORDER | 630108053 | 3 | 18.02.2021 | 1662725.02 | 31891028.1 | 33553753.12 | 0406 | FTTx IBD MUMB0406 Vimal Smruti | 3294239 | CHRG;REINST,TRENCH,PCC-1:2:4,GRAVEL 20MM | 1 | 1 M3 - Cubic meter | 5335 | 5335 | CHARGES FOR REINSTATEMENT OF THE TRENCHES / PITS INCLUDING ALL MATERIALS , LABOUR, TOOLS TACKES ETC..BY PCC -1:2:4 GRAVEL SIZE - 20 MM & CURING FOR 7 DAYS. THIS ITEM | 0
1535 | 1535 | WORK CHANGE ORDER | 630108053 | 3 | 18.02.2021 | 1662725.02 | 31891028.1 | 33553753.12 | 0406 | FTTx IBD MUMB0406 Vimal Smruti | 3291785 | RSTRTN EXCVTD SURFACE- W/COLD BITUMEN | 10 | 10 M - Meter | 1000 | 10000 | CHARGES FOR RESTORATION OF THE EXCAVATED SURFACES USING THE COLD BITUMEN INCLUDING PROPER COMPACTION ETC. ALL COMPLETE INCLUDING ALL MATERIALS TOOLS TACKLES | 0
1536 | 1536 | WORK CHANGE ORDER | 630108053 | 3 | 18.02.2021 | 1662725.02 | 31891028.1 | 33553753.12 | 0406 | FTTx IBD MUMB0406 Vimal Smruti | 3291786 | RSTRTN EXCVTD SURFACES-W/ HOT BITUMEN | 10 | 10 M - Meter | 383 | 3830 | CHARGES FOR RESTORATION OF THE EXCAVATED SURFACES USING THE HOT BITUMEN INCLUDING PROPER COMPACTION ETC. ALL COMPLETE INCLUDING ALL MATERIALS TOOLS TACKLES | 0
1537 | 1537 | WORK CHANGE ORDER | 630108053 | 3 | 18.02.2021 | 1662725.02 | 31891028.1 | 33553753.12 | 0406 | FTTx IBD MUMB0406 Vimal Smruti | 3290664 | CHRG F/RESTORATN OF SURF ;W/EXT TILES | 30 | 30 M - Meter | 286 | 8580 | CHARGES FOR RESTORATION OF THE EXCAVATED SURFACES USING THE EXISTING TILES OVER 100 MM THICK CONCRETE BEDDING. THE COST TO INCLUDE THE COST OF THE TILES, | 0
1538 | 1538 | WORK CHANGE ORDER | 630108053 | 3 | 18.02.2021 | 1662725.02 | 31891028.1 | 33553753.12 | 0406 | FTTx IBD MUMB0406 Vimal Smruti | 3291784 | RSTRTN EXCVTD SURFACE-W/ PAVER BLOCK | 30 | 30 M - Meter | 631 | 18930 | CHARGES FOR RESTORATION OF THE EXCAVATED SURFACE USING NEW INTER LOCKING PAVER BLOCK OVER 100 MM THICK CONCRETE BEDDING. THE COST TO INCLUDE THE COST OF THE | 0
1539 | 1539 | WORK CHANGE ORDER | 630108053 | 3 | 18.02.2021 | 1662725.02 | 31891028.1 | 33553753.12 | 0406 | FTTx IBD MUMB0406 Vimal Smruti | 3291783 | RESTORATION OF EXCV SURFACE-W/KOTA STONE | 10 | 10 M - Meter | 550 | 5500 | CHARGES FOR RESTORATION OF THE EXCAVATED SURFACE USING NEW KOTA STONE OVER 100 MM THICK CONCRETE BEDDING. THE COST TO INCLUDE THE COST OF THE KOTA STONE , | 0
1540 | 1540 | WORK CHANGE ORDER | 630108053 | 3 | 18.02.2021 | 1662725.02 | 31891028.1 | 33553753.12 | 0406 | FTTx IBD MUMB0406 Vimal Smruti | 3290665 | CHRG F/RESTORATN OF SURF ;W/CHEQUED TILE | 30 | 30 M - Meter | 419 | 12570 | CHARGES FOR RESTORATION OF THE EXCAVATED SURFACE USING NEW INTER CHEQUERED TILE OVER 100 MM THICK CONCRETE BEDDING. THE COST TO INCLUDE THE COST OF THE KOTA | 0
1541 | 1541 | WORK CHANGE ORDER | 630108053 | 3 | 18.02.2021 | 1662725.02 | 31891028.1 | 33553753.12 | 0406 | FTTx IBD MUMB0406 Vimal Smruti | 3171149 | S/FIXING PVC CONDUIT 25 MM | 1000 | 1,000 | 60 | 60000 | S/FIXING PVC CONDUIT 25MM | 0
1542 | 1542 | WORK CHANGE ORDER | 630108053 | 3 | 18.02.2021 | 1662725.02 | 31891028.1 | 33553753.12 | 0406 | FTTx IBD MUMB0406 Vimal Smruti | 3171151 | S/FIXING PVC CONDUIT 40 MM | 600 | M - Meter | 111 | 66600 | S/FIXING PVC CONDUIT 40 MM | 0
1543 | 1543 | WORK CHANGE ORDER | 630108053 | 3 | 18.02.2021 | 1662725.02 | 31891028.1 | 33553753.12 | 0406 | FTTx IBD MUMB0406 Vimal Smruti | 3318608 | S&I 25MM PVC CONDUIT USING SCAFFOLDING | 100 | 100M - Meter | 133 | 13300 | SUPPLY AND INSTALLATION OF 25MM OUTER DIA CONDUIT ON EXTERNAL WALL WITH THE HELP OF JHOOLA HOLDING INCLUDING MANPOWER, COUPLERS, BENDS, TEES, SADDLES, CLAMPS, | 0
1544 | 1544 | WORK CHANGE ORDER | 630108053 | 3 | 18.02.2021 | 1662725.02 | 31891028.1 | 33553753.12 | 0406 | FTTx IBD MUMB0406 Vimal Smruti | 3318609 | S&I 40MM PVC CONDUIT USING SCAFFOLDING | 100 | 100M - Meter | 188 | 18800 | SUPPLY AND INSTALLATION OF 40MM OUTER DIA CONDUIT ON EXTERNAL WALL WITH THE HELP OF JHOOLA HOLDING INCLUDING MANPOWER, COUPLERS, BENDS, TEES, SADDLES, CLAMPS, | 0
1545 | 1545 | WORK CHANGE ORDER | 630108053 | 3 | 18.02.2021 | 1662725.02 | 31891028.1 | 33553753.12 | 0406 | FTTx IBD MUMB0406 Vimal Smruti | 3206508 | SUP&LAY FLEX PVC CONDUIT DIA 25MM | 200 | M - Meter | 71 | 14200 | Supplying and laying of following sizes of flexible PVC conduit along with conduit accessories complete as required. | 0
1546 | 1546 | WORK CHANGE ORDER | 630108053 | 3 | 18.02.2021 | 1662725.02 | 31891028.1 | 33553753.12 | 0406 | FTTx IBD MUMB0406 Vimal Smruti | 3206510 | SUP&LAY FLEX PVC CONDUIT DIA 40MM | 150 | M - Meter | 116 | 17400 | Supplying and laying of following sizes of flexible PVC conduit along with conduit | 0
1547 | 1547 | WORK CHANGE ORDER | 630108053 | 3 | 18.02.2021 | 1662725.02 | 31891028.1 | 33553753.12 | 0406 | FTTx IBD MUMB0406 Vimal Smruti | 3318971 | S&I 25MM FLEXI PVC CONDUIT W/SCAFFOLDING | 100 | 100M - Meter | 144 | 14400 | SUPPLY AND INSTALLATION OF 25MM DIA REINFORCED FLEXIBLE CONDUIT ON EXTERNAL WALL WITH THE HELP OF JHOOLA HOLDING INCLUDING MANPOWER, COUPLERS, BENDS, TEES, | 0
1548 | 1548 | WORK CHANGE ORDER | 630108053 | 3 | 18.02.2021 | 1662725.02 | 31891028.1 | 33553753.12 | 0406 | FTTx IBD MUMB0406 Vimal Smruti | 3318972 | S&I 40MM FLEXI PVC CONDUIT W/SCAFFOLDING | 100 | 100M - Meter | 194 | 19400 | SUPPLY AND INSTALLATION OF 40MM DIA REINFORCED FLEXIBLE CONDUIT ON EXTERNAL WALL WITH THE HELP OF JHOOLA HOLDING INCLUDING MANPOWER, COUPLERS, BENDS, TEES, | 0
1549 | 1549 | WORK CHANGE ORDER | 630108053 | 3 | 18.02.2021 | 1662725.02 | 31891028.1 | 33553753.12 | 0406 | FTTx IBD MUMB0406 Vimal Smruti | 3319687 | P&F PVC JUNCTION BOX 40MM,4-WAY | 150 | EA - each | 30 | 4500 | CHARGES FOR SUPPLYING AND FIXING OF PVC JUNCTION BOX 40MM,FOUR WAY IN REQUIRED POSITION ALONG THE LINE OF PVC CONDUIT# | 0
1550 | 1550 | WORK CHANGE ORDER | 630108053 | 3 | 18.02.2021 | 1662725.02 | 31891028.1 | 33553753.12 | 0406 | FTTx IBD MUMB0406 Vimal Smruti | 3319688 | P&F PVC JUNCTION BOX 40MM,3-WAY | 150 | EA - each | 30 | 4500 | CHARGES FOR SUPPLYING AND FIXING OF PVC JUNCTION BOX 40MM,THREE WAY IN REQUIRED POSITION ALONG THE LINE OF PVC CONDUIT# | 0
1551 | 1551 | WORK CHANGE ORDER | 630108053 | 3 | 18.02.2021 | 1662725.02 | 31891028.1 | 33553753.12 | 0406 | FTTx IBD MUMB0406 Vimal Smruti | 3192918 | CHRG:S/F:PVC JUNCTION BOX 25MM,4-WAY | 150 | 150EA - each | 19 | 2850 | CHARGES FOR SUPPLYING AND FIXING OF PVC JUNCTION BOX | 0
1552 | 1552 | WORK CHANGE ORDER | 630108053 | 3 | 18.02.2021 | 1662725.02 | 31891028.1 | 33553753.12 | 0406 | FTTx IBD MUMB0406 Vimal Smruti | 3192917 | CHRG:S/F:PVC JUNCTION BOX 25MM,3-WAY | 150 | 150EA - each | 19 | 2850 | CHARGES FOR SUPPLYING AND FIXING OF PVC JUNCTION BOX | 0
1553 | 1553 | WORK CHANGE ORDER | 630108053 | 3 | 18.02.2021 | 1662725.02 | 31891028.1 | 33553753.12 | 0406 | FTTx IBD MUMB0406 Vimal Smruti | 3259755 | INSTALLATION OF FDC | 15 | EA - each | 49 | 735 | Installation of Fibre Distribution Cabinet | 0
1554 | 1554 | WORK CHANGE ORDER | 630108053 | 3 | 18.02.2021 | 1662725.02 | 31891028.1 | 33553753.12 | 0406 | FTTx IBD MUMB0406 Vimal Smruti | 3294022 | INSTALLATION OF FAT (WALL/POLE MOUNTED) | 50 | 50 EA - each | 49 | 2450 | INSTALLATION OF FIBRE ACCESS TERMINAL (WALL/POLE MOUNTED)# | 0
1555 | 1555 | WORK CHANGE ORDER | 630108053 | 3 | 18.02.2021 | 1662725.02 | 31891028.1 | 33553753.12 | 0406 | FTTx IBD MUMB0406 Vimal Smruti | 3293902 | INSTALLATION LEVEL 1 ( S1 ) SPLITTER | 20 | EA - each | 49 | 980 | INSTALLATION OF FREE ISSUED SPLITTER AT SUGGESTED LOCATION INCLUDING ALL MANPOWER, TOOLS TACKLES, HARDWARES ETC. COMPLETE AS PER THE DRG AND DIRECTION OF | 0
1556 | 1556 | WORK CHANGE ORDER | 630108053 | 3 | 18.02.2021 | 1662725.02 | 31891028.1 | 33553753.12 | 0406 | FTTx IBD MUMB0406 Vimal Smruti | 3293903 | INSTALLATION LEVEL 2 ( S2 ) SPLITTER | 160 | EA - each | 49 | 7840 | INSTALLATION OF FREE ISSUED SPLITTER AT SUGGESTED LOCATION INCLUDING ALL MANPOWER, TOOLS TACKLES, HARDWARES ETC. COMPLETE AS PER THE DRG AND DIRECTION OF | 0
1557 | 1557 | WORK CHANGE ORDER | 630108053 | 3 | 18.02.2021 | 1662725.02 | 31891028.1 | 33553753.12 | 0406 | FTTx IBD MUMB0406 Vimal Smruti | 3252601 | SPLICING,JOINTING & TERMINATION-48F | 500 | 500.000 NOS - No. | 112 | 56000 | CHARGES FOR SPLICING,JOINTING & TERMINATION OF 48F FIBRE. | 0
1558 | 1558 | WORK CHANGE ORDER | 630108053 | 3 | 18.02.2021 | 1662725.02 | 31891028.1 | 33553753.12 | 0406 | FTTx IBD MUMB0406 Vimal Smruti | 3252602 | SPLICING,JOINTING & TERMINATION-96F | 192 | 192.000 NOS - No. | 112 | 21504 | CHARGES FOR SPLICING,JOINTING & TERMINATION OF 96F FIBRE. | 0
1559 | 1559 | WORK CHANGE ORDER | 630108053 | 3 | 18.02.2021 | 1662725.02 | 31891028.1 | 33553753.12 | 0406 | FTTx IBD MUMB0406 Vimal Smruti | 3300512 | SPLICING & TERM OFC,FIXED COST/DAY | 10 | EA - each | 2425 | 24250 | OFC SPLICING&TERMINATION-FIXED COST/DAY#JOB INVOLVES: 1) SPLICING & TERMINATION OF OFC CABLE AS DIRECTED BY EIC. 2) ALL TOOLS AND TACKLES, PPES, CONSUMABLES ARE IN | 0
1560 | 1560 | WORK CHANGE ORDER | 630108053 | 3 | 18.02.2021 | 1662725.02 | 31891028.1 | 33553753.12 | 0406 | FTTx IBD MUMB0406 Vimal Smruti | 3098777 | A11102-SELF ADHESIVE LABELS | 400 | 400.000 | 10 | 4000 | 420 | 0
1561 | 1561 | WORK CHANGE ORDER | 630108053 | 3 | 18.02.2021 | 1662725.02 | 31891028.1 | 33553753.12 | 0406 | FTTx IBD MUMB0406 Vimal Smruti | 3295194 | PREPARATION OF AS BUILT DRAWINGS SBP | 15 | 15 EA - each | 194 | 2910 | AS-BUILT DRAWING FOR ALL WORKS PERFORMED AS PER SCOPE | 0
1562 | 1562 | WORK CHANGE ORDER | 630108053 | 3 | 18.02.2021 | 1662725.02 | 31891028.1 | 33553753.12 | 0406 | FTTx IBD MUMB0406 Vimal Smruti | 3111341 | DISPOSAL OF WASTE MATERIALS DEBRIS ETC. | 15 | 15.000 NOS - No. | 679 | 10185 | Collection & disposal of various kinds of unwanted materials / debris | 0
1563 | 1563 | WORK CHANGE ORDER | 630108053 | 3 | 18.02.2021 | 1662725.02 | 31891028.1 | 33553753.12 | 0406 | FTTx IBD MUMB0406 Vimal Smruti | 3295891 | MATERIAL STORAGE & SECONDARY TRNSPT | 15 | 15 EA - each | 485 | 7275 | STORAGE AND SECONDARY TRANSPORTATION OF FIM MATERIAL TO BUILDINGS, TO BE CALCULATED PER BUILDING# | 0
1564 | 1564 | WORK CHANGE ORDER | 630108053 | 3 | 18.02.2021 | 1662725.02 | 31891028.1 | 33553753.12 | 0406 | FTTx IBD MUMB0406 Vimal Smruti | 3295897 | CHRG: PRE EXECUTION BUILDING SURVEY | 15 | 15 EA - each | 290 | 4350 | PRE EXECUTION BUILDING SURVEY:#THIS IS BUILDING SURVEY BEFORE DEPLOYMENT INSIDE BUILDING DEPLOYMENT/CONSTRUCTION INCLUDES LAYING OF CONDUITS AND OTHER ODN | 0
1565 | 1565 | WORK CHANGE ORDER | 630108053 | 3 | 18.02.2021 | 1662725.02 | 31891028.1 | 33553753.12 | 0406 | FTTx IBD MUMB0406 Vimal Smruti | 3318382 | CHRG DRILLING OF HOLE 25MM IN BRICK WALL | 50 | 50 EA - each | 82 | 4100 | CHARGES FOR DRILLING HOLES OF DIAMETER 25MM IN BRICK WALL WITH PROPER DRILL MACHINE AND REINSTATEMENT AFTER CONDUITING TO ENSURE WATER PROOFING OF HOLE.# | 0
1566 | 1566 | WORK CHANGE ORDER | 630108053 | 3 | 18.02.2021 | 1662725.02 | 31891028.1 | 33553753.12 | 0406 | FTTx IBD MUMB0406 Vimal Smruti | 3318381 | CHRG DRILLING OF HOLE 40MM IN BRICK WALL | 50 | 50 EA - each | 131 | 6550 | CHARGES FOR DRILLING HOLES OF DIAMETER 40MM IN BRICK WALL WITH PROPER DRILL MACHINE AND REINSTATEMENT AFTER CONDUITING TO ENSURE WATER PROOFING OF HOLE.# | 0
1567 | 1567 | WORK CHANGE ORDER | 630108053 | 3 | 18.02.2021 | 1662725.02 | 31891028.1 | 33553753.12 | 0406 | FTTx IBD MUMB0406 Vimal Smruti | 3318200 | CHRG DRILLING OF HOLE 25MM DIA IN RCC | 50 | 50 EA - each | 131 | 6550 | CHARGES FOR DRILLING HOLES OF DIAMETER 25MM IN RCC WITH PROPER DRILL MACHINE AND REINSTATEMENT AFTER CONDUITING TO ENSURE WATER PROOFING OF HOLE.# | 0
1568 | 1568 | WORK CHANGE ORDER | 630108053 | 3 | 18.02.2021 | 1662725.02 | 31891028.1 | 33553753.12 | 0406 | FTTx IBD MUMB0406 Vimal Smruti | 3297469 | CHRG:DRILLING OF HOLE 40MM DIA IN RCC | 50 | 50 EA - each | 165 | 8250 | CHARGES FOR DRILLING HOLES OF DIAMETER ~40MM IN RCC WITH PROPER DRILL MACHINE AND REINSTATEMENT AFTER CONDUITING TO ENSURE WATER PROOFING OF HOLE. | 0
1569 | 1569 | WORK CHANGE ORDER | 630108053 | 3 | 18.02.2021 | 1662725.02 | 31891028.1 | 33553753.12 | 0406 | FTTx IBD MUMB0406 Vimal Smruti | 3319692 | S&I SIMPLEX PLUG,F/40MM HDPE DUCT | 60 | EA - each | 49 | 2940 | CHARGES FOR SUPPLYING AND FIXING OF SIMPLEX PLUG FOR 40 MM HDPE DUCT# | 0
1570 | 1570 | WORK CHANGE ORDER | 630108053 | 3 | 18.02.2021 | 1662725.02 | 31891028.1 | 33553753.12 | 0435 | FTTx IBD MUMB0435 Ishaan CHSL | 3293883 | CHRG;SHALLOW TRENCH 40 OR 48MM 7WAY DUCT | 50 | 50 M - Meter | 160 | 8000 | EXCAVATION OF SHALLOW TRENCHES MANUALLY/CHIPPING/SLITTING UPTO A DEPTH OF 300 MM, WIDE UP TO 100 MM IN ASPHALT / CONCRETE / TILED SURFACE, LAYING 1 X 40 MM / 1 X 7 | 0
1571 | 1571 | WORK CHANGE ORDER | 630108053 | 3 | 18.02.2021 | 1662725.02 | 31891028.1 | 33553753.12 | 0435 | FTTx IBD MUMB0435 Ishaan CHSL | 3314515 | CHRG:SHALLOW TREN 40MM DUCT W/2 NOS | 50 | 50 M - Meter | 160 | 8000 | EXCAVATION OF SHALLOW TRENCHES MANUALLY/CHIPPING/SLITTING IN ASPHALT / CONCRETE / TILED SURFACE, LAYING 2 | 0
1572 | 1572 | WORK CHANGE ORDER | 630108053 | 3 | 18.02.2021 | 1662725.02 | 31891028.1 | 33553753.12 | 0435 | FTTx IBD MUMB0435 Ishaan CHSL | 3293878 | CHRG;CLAMPING-1X40MM/1X7WAY MICRO DUCT | 100 | 100M - Meter | 49 | 4900 | CLAMPING OF THE DUCTS 1 X 40 MM / 1 X 7 WAY MICRO DUCT ( 48 MM OD ) ALONG THE WALL WITH THE HELP OF CLAMPING AT EVERY 1 M C/C# | 0
1573 | 1573 | WORK CHANGE ORDER | 630108053 | 3 | 18.02.2021 | 1662725.02 | 31891028.1 | 33553753.12 | 0435 | FTTx IBD MUMB0435 Ishaan CHSL | 3292713 | CHRGS FOR TRANS&INST OF ADSS CABLE-96F | 500 | 500M - Meter | 40 | 20000 | CHARGES FOR TRANSPORTATION & INSTALLATION OF ADSS CABLE- EIC - 96F# | 0
1574 | 1574 | WORK CHANGE ORDER | 630108053 | 3 | 18.02.2021 | 1662725.02 | 31891028.1 | 33553753.12 | 0435 | FTTx IBD MUMB0435 Ishaan CHSL | 3294064 | INSTALLATION 48 F ADSS / FIG 8 CABLE | 1000 | 1,000 | 34 | 34000 | INSTALLATION OF THE AERIAL CABLE (48 F ADSS / FIG 8 ) ALONG WITH THE ACCESSORIES. RATE INCLUDES SURVEY COST AND LOCAL LIASIONING CHARGES. | 0
1575 | 1575 | WORK CHANGE ORDER | 630108053 | 3 | 18.02.2021 | 1662725.02 | 31891028.1 | 33553753.12 | 0435 | FTTx IBD MUMB0435 Ishaan CHSL | 3294065 | INSTALLATION12F ADSS / FIG 8 CABLE | 1500 | 1,500 | 24 | 36000 | INSTALLATION OF THE AERIAL CABLE (12 F ADSS / FIG 8 ) ALONG WITH THE ACCESSORIES. RATE INCLUDES SURVEY COST AND LOCAL LIASIONING CHARGES. | 0
1576 | 1576 | WORK CHANGE ORDER | 630108053 | 3 | 18.02.2021 | 1662725.02 | 31891028.1 | 33553753.12 | 0435 | FTTx IBD MUMB0435 Ishaan CHSL | 3294710 | INSTALLATION 6F ADSS / FIG 8 CABLE | 500 | M - Meter | 19 | 9500 | INSTALLATION OF THE AERIAL CABLE (6 F ADSS / FIG 8 ) ALONG WITH THE ACCESSORIES. RATE INCLUDES SURVEY COST AND LOCAL LIASIONING CHARGES. # | 0
1577 | 1577 | WORK CHANGE ORDER | 630108053 | 3 | 18.02.2021 | 1662725.02 | 31891028.1 | 33553753.12 | 0435 | FTTx IBD MUMB0435 Ishaan CHSL | 3252599 | BLOWING OF 96F | 500 | M - Meter | 15 | 7500 | CHARGES FOR BLOWING OF 96F FIBRE. | 0
1578 | 1578 | WORK CHANGE ORDER | 630108053 | 3 | 18.02.2021 | 1662725.02 | 31891028.1 | 33553753.12 | 0435 | FTTx IBD MUMB0435 Ishaan CHSL | 3294262 | BLOWING / PULLING-48 F | 700 | M - Meter | 10 | 7000 | PULLING/BLOWING OF OFC- 48 F INCLUDING ALL MATERIALS, LABOUR, TOOLS, TACKLES, ETC.. # | 0
1579 | 1579 | WORK CHANGE ORDER | 630108053 | 3 | 18.02.2021 | 1662725.02 | 31891028.1 | 33553753.12 | 0435 | FTTx IBD MUMB0435 Ishaan CHSL | 3294264 | BLOWING / PULLING-12 F | 2000 | 2,000 | 7 | 14000 | PULLING/BLOWING OF OFC-12F INCLUDING ALL MATERIALS, LABOUR, TOOLS, TACKLES, ETC.. # | 0
1580 | 1580 | WORK CHANGE ORDER | 630108053 | 3 | 18.02.2021 | 1662725.02 | 31891028.1 | 33553753.12 | 0435 | FTTx IBD MUMB0435 Ishaan CHSL | 3294265 | BLOWING / PULLING-6 F | 1000 | 1,000 | 5 | 5000 | PULLING/BLOWING OF OFC-6F INCLUDING ALL MATERIALS, LABOUR, TOOLS, TACKLES, ETC.. # | 0
1581 | 1581 | WORK CHANGE ORDER | 630108053 | 3 | 18.02.2021 | 1662725.02 | 31891028.1 | 33553753.12 | 0435 | FTTx IBD MUMB0435 Ishaan CHSL | 3291570 | INSTLTN OF ACCESS CHAMBER 750X400X500 MM | 2 | 2 EA - each | 2328 | 4656 | INSTALLATION OF ACCESS CHAMBERS - SIZE - 750X400X500 MM DEEP.#INCLUDING COVER & LIFTING OF ACCESS CHAMBER-UPTO 50KMS INCLUDING HANDLING ,#EXCAVATION & | 0
1582 | 1582 | WORK CHANGE ORDER | 630108053 | 3 | 18.02.2021 | 1662725.02 | 31891028.1 | 33553753.12 | 0435 | FTTx IBD MUMB0435 Ishaan CHSL | 3314518 | INST OF PULLING CHAMBER 400X400X500MM | 10 | 10 EA - each | 970 | 9700 | INSTALLATION OF PULLING CHAMBERS - SIZE - 400X400X500 MM DEEP ; INCLUDING COVER .#EXCAVATION & BACKFILLING OF PITS ETC AS PER DRAWINGS , SPECIFICATIONS#AND AS | 0
1583 | 1583 | WORK CHANGE ORDER | 630108053 | 3 | 18.02.2021 | 1662725.02 | 31891028.1 | 33553753.12 | 0435 | FTTx IBD MUMB0435 Ishaan CHSL | 3294239 | CHRG;REINST,TRENCH,PCC-1:2:4,GRAVEL 20MM | 1 | 1 M3 - Cubic meter | 5335 | 5335 | CHARGES FOR REINSTATEMENT OF THE TRENCHES / PITS INCLUDING ALL MATERIALS , LABOUR, TOOLS TACKES ETC..BY PCC -1:2:4 GRAVEL SIZE - 20 MM & CURING FOR 7 DAYS. THIS ITEM | 0
1584 | 1584 | WORK CHANGE ORDER | 630108053 | 3 | 18.02.2021 | 1662725.02 | 31891028.1 | 33553753.12 | 0435 | FTTx IBD MUMB0435 Ishaan CHSL | 3291785 | RSTRTN EXCVTD SURFACE- W/COLD BITUMEN | 10 | 10 M - Meter | 1000 | 10000 | CHARGES FOR RESTORATION OF THE EXCAVATED SURFACES USING THE COLD BITUMEN INCLUDING PROPER COMPACTION ETC. ALL COMPLETE INCLUDING ALL MATERIALS TOOLS TACKLES | 0
1585 | 1585 | WORK CHANGE ORDER | 630108053 | 3 | 18.02.2021 | 1662725.02 | 31891028.1 | 33553753.12 | 0435 | FTTx IBD MUMB0435 Ishaan CHSL | 3291786 | RSTRTN EXCVTD SURFACES-W/ HOT BITUMEN | 10 | 10 M - Meter | 383 | 3830 | CHARGES FOR RESTORATION OF THE EXCAVATED SURFACES USING THE HOT BITUMEN INCLUDING PROPER COMPACTION ETC. ALL COMPLETE INCLUDING ALL MATERIALS TOOLS TACKLES | 0
1586 | 1586 | WORK CHANGE ORDER | 630108053 | 3 | 18.02.2021 | 1662725.02 | 31891028.1 | 33553753.12 | 0435 | FTTx IBD MUMB0435 Ishaan CHSL | 3290664 | CHRG F/RESTORATN OF SURF ;W/EXT TILES | 30 | 30 M - Meter | 286 | 8580 | CHARGES FOR RESTORATION OF THE EXCAVATED SURFACES USING THE EXISTING TILES OVER 100 MM THICK CONCRETE BEDDING. THE COST TO INCLUDE THE COST OF THE TILES, | 0
1587 | 1587 | WORK CHANGE ORDER | 630108053 | 3 | 18.02.2021 | 1662725.02 | 31891028.1 | 33553753.12 | 0435 | FTTx IBD MUMB0435 Ishaan CHSL | 3291784 | RSTRTN EXCVTD SURFACE-W/ PAVER BLOCK | 30 | 30 M - Meter | 631 | 18930 | CHARGES FOR RESTORATION OF THE EXCAVATED SURFACE USING NEW INTER LOCKING PAVER BLOCK OVER 100 MM THICK CONCRETE BEDDING. THE COST TO INCLUDE THE COST OF THE | 0
1588 | 1588 | WORK CHANGE ORDER | 630108053 | 3 | 18.02.2021 | 1662725.02 | 31891028.1 | 33553753.12 | 0435 | FTTx IBD MUMB0435 Ishaan CHSL | 3291783 | RESTORATION OF EXCV SURFACE-W/KOTA STONE | 10 | 10 M - Meter | 550 | 5500 | CHARGES FOR RESTORATION OF THE EXCAVATED SURFACE USING NEW KOTA STONE OVER 100 MM THICK CONCRETE BEDDING. THE COST TO INCLUDE THE COST OF THE KOTA STONE , | 0
1589 | 1589 | WORK CHANGE ORDER | 630108053 | 3 | 18.02.2021 | 1662725.02 | 31891028.1 | 33553753.12 | 0435 | FTTx IBD MUMB0435 Ishaan CHSL | 3290665 | CHRG F/RESTORATN OF SURF ;W/CHEQUED TILE | 30 | 30 M - Meter | 419 | 12570 | CHARGES FOR RESTORATION OF THE EXCAVATED SURFACE USING NEW INTER CHEQUERED TILE OVER 100 MM THICK CONCRETE BEDDING. THE COST TO INCLUDE THE COST OF THE KOTA | 0
1590 | 1590 | WORK CHANGE ORDER | 630108053 | 3 | 18.02.2021 | 1662725.02 | 31891028.1 | 33553753.12 | 0435 | FTTx IBD MUMB0435 Ishaan CHSL | 3171149 | S/FIXING PVC CONDUIT 25 MM | 1000 | 1,000 | 60 | 60000 | S/FIXING PVC CONDUIT 25MM | 0
1591 | 1591 | WORK CHANGE ORDER | 630108053 | 3 | 18.02.2021 | 1662725.02 | 31891028.1 | 33553753.12 | 0435 | FTTx IBD MUMB0435 Ishaan CHSL | 3171151 | S/FIXING PVC CONDUIT 40 MM | 600 | M - Meter | 111 | 66600 | S/FIXING PVC CONDUIT 40 MM | 0
1592 | 1592 | WORK CHANGE ORDER | 630108053 | 3 | 18.02.2021 | 1662725.02 | 31891028.1 | 33553753.12 | 0435 | FTTx IBD MUMB0435 Ishaan CHSL | 3318608 | S&I 25MM PVC CONDUIT USING SCAFFOLDING | 100 | 100M - Meter | 133 | 13300 | SUPPLY AND INSTALLATION OF 25MM OUTER DIA CONDUIT ON EXTERNAL WALL WITH THE HELP OF JHOOLA HOLDING | 0
1593 | 1593 | WORK CHANGE ORDER | 630108053 | 3 | 18.02.2021 | 1662725.02 | 31891028.1 | 33553753.12 | 0435 | FTTx IBD MUMB0435 Ishaan CHSL | 3318609 | S&I 40MM PVC CONDUIT USING SCAFFOLDING | 100 | 100M - Meter | 188 | 18800 | SUPPLY AND INSTALLATION OF 40MM OUTER DIA CONDUIT ON EXTERNAL WALL WITH THE HELP OF JHOOLA HOLDING INCLUDING MANPOWER, COUPLERS, BENDS, TEES, SADDLES, CLAMPS, | 0
1594 | 1594 | WORK CHANGE ORDER | 630108053 | 3 | 18.02.2021 | 1662725.02 | 31891028.1 | 33553753.12 | 0435 | FTTx IBD MUMB0435 Ishaan CHSL | 3206508 | SUP&LAY FLEX PVC CONDUIT DIA 25MM | 200 | M - Meter | 71 | 14200 | Supplying and laying of following sizes of flexible PVC conduit along with conduit accessories complete as required. | 0
1595 | 1595 | WORK CHANGE ORDER | 630108053 | 3 | 18.02.2021 | 1662725.02 | 31891028.1 | 33553753.12 | 0435 | FTTx IBD MUMB0435 Ishaan CHSL | 3206510 | SUP&LAY FLEX PVC CONDUIT DIA 40MM | 150 | M - Meter | 116 | 17400 | Supplying and laying of following sizes of flexible PVC conduit along with conduit | 0
1596 | 1596 | WORK CHANGE ORDER | 630108053 | 3 | 18.02.2021 | 1662725.02 | 31891028.1 | 33553753.12 | 0435 | FTTx IBD MUMB0435 Ishaan CHSL | 3318971 | S&I 25MM FLEXI PVC CONDUIT W/SCAFFOLDING | 100 | 100M - Meter | 144 | 14400 | SUPPLY AND INSTALLATION OF 25MM DIA REINFORCED FLEXIBLE CONDUIT ON EXTERNAL WALL WITH THE HELP OF JHOOLA HOLDING INCLUDING MANPOWER, COUPLERS, BENDS, TEES, | 0
1597 | 1597 | WORK CHANGE ORDER | 630108053 | 3 | 18.02.2021 | 1662725.02 | 31891028.1 | 33553753.12 | 0435 | FTTx IBD MUMB0435 Ishaan CHSL | 3318972 | S&I 40MM FLEXI PVC CONDUIT W/SCAFFOLDING | 100 | 100M - Meter | 194 | 19400 | SUPPLY AND INSTALLATION OF 40MM DIA REINFORCED FLEXIBLE CONDUIT ON EXTERNAL WALL WITH THE HELP OF JHOOLA HOLDING INCLUDING MANPOWER, COUPLERS, BENDS, TEES, | 0
1598 | 1598 | WORK CHANGE ORDER | 630108053 | 3 | 18.02.2021 | 1662725.02 | 31891028.1 | 33553753.12 | 0435 | FTTx IBD MUMB0435 Ishaan CHSL | 3319687 | P&F PVC JUNCTION BOX 40MM,4-WAY | 150 | EA - each | 30 | 4500 | CHARGES FOR SUPPLYING AND FIXING OF PVC JUNCTION BOX 40MM,FOUR WAY IN REQUIRED POSITION ALONG THE LINE OF PVC CONDUIT# | 0
1599 | 1599 | WORK CHANGE ORDER | 630108053 | 3 | 18.02.2021 | 1662725.02 | 31891028.1 | 33553753.12 | 0435 | FTTx IBD MUMB0435 Ishaan CHSL | 3319688 | P&F PVC JUNCTION BOX 40MM,3-WAY | 150 | EA - each | 30 | 4500 | CHARGES FOR SUPPLYING AND FIXING OF PVC JUNCTION BOX 40MM,THREE WAY IN REQUIRED POSITION ALONG THE LINE OF PVC CONDUIT# | 0
1600 | 1600 | WORK CHANGE ORDER | 630108053 | 3 | 18.02.2021 | 1662725.02 | 31891028.1 | 33553753.12 | 0435 | FTTx IBD MUMB0435 Ishaan CHSL | 3192918 | CHRG:S/F:PVC JUNCTION BOX 25MM,4-WAY | 150 | 150EA - each | 19 | 2850 | CHARGES FOR SUPPLYING AND FIXING OF PVC JUNCTION BOX | 0
1601 | 1601 | WORK CHANGE ORDER | 630108053 | 3 | 18.02.2021 | 1662725.02 | 31891028.1 | 33553753.12 | 0435 | FTTx IBD MUMB0435 Ishaan CHSL | 3192917 | CHRG:S/F:PVC JUNCTION BOX 25MM,3-WAY | 150 | 150EA - each | 19 | 2850 | CHARGES FOR SUPPLYING AND FIXING OF PVC JUNCTION BOX | 0
1602 | 1602 | WORK CHANGE ORDER | 630108053 | 3 | 18.02.2021 | 1662725.02 | 31891028.1 | 33553753.12 | 0435 | FTTx IBD MUMB0435 Ishaan CHSL | 3259755 | INSTALLATION OF FDC | 15 | EA - each | 49 | 735 | Installation of Fibre Distribution Cabinet | 0
1603 | 1603 | WORK CHANGE ORDER | 630108053 | 3 | 18.02.2021 | 1662725.02 | 31891028.1 | 33553753.12 | 0435 | FTTx IBD MUMB0435 Ishaan CHSL | 3294022 | INSTALLATION OF FAT (WALL/POLE MOUNTED) | 50 | 50 EA - each | 49 | 2450 | INSTALLATION OF FIBRE ACCESS TERMINAL (WALL/POLE MOUNTED)# | 0
1604 | 1604 | WORK CHANGE ORDER | 630108053 | 3 | 18.02.2021 | 1662725.02 | 31891028.1 | 33553753.12 | 0435 | FTTx IBD MUMB0435 Ishaan CHSL | 3293902 | INSTALLATION LEVEL 1 ( S1 ) SPLITTER | 20 | EA - each | 49 | 980 | INSTALLATION OF FREE ISSUED SPLITTER AT SUGGESTED LOCATION INCLUDING ALL MANPOWER, TOOLS TACKLES, HARDWARES ETC. COMPLETE AS PER THE DRG AND DIRECTION OF | 0
1605 | 1605 | WORK CHANGE ORDER | 630108053 | 3 | 18.02.2021 | 1662725.02 | 31891028.1 | 33553753.12 | 0435 | FTTx IBD MUMB0435 Ishaan CHSL | 3293903 | INSTALLATION LEVEL 2 ( S2 ) SPLITTER | 160 | EA - each | 49 | 7840 | INSTALLATION OF FREE ISSUED SPLITTER AT SUGGESTED LOCATION INCLUDING ALL MANPOWER, TOOLS TACKLES, HARDWARES ETC. COMPLETE AS PER THE DRG AND DIRECTION OF | 0
1606 | 1606 | WORK CHANGE ORDER | 630108053 | 3 | 18.02.2021 | 1662725.02 | 31891028.1 | 33553753.12 | 0435 | FTTx IBD MUMB0435 Ishaan CHSL | 3252601 | SPLICING,JOINTING & TERMINATION-48F | 500 | 500.000 NOS - No. | 112 | 56000 | CHARGES FOR SPLICING,JOINTING & TERMINATION OF 48F FIBRE. | 0
1607 | 1607 | WORK CHANGE ORDER | 630108053 | 3 | 18.02.2021 | 1662725.02 | 31891028.1 | 33553753.12 | 0435 | FTTx IBD MUMB0435 Ishaan CHSL | 3252602 | SPLICING,JOINTING & TERMINATION-96F | 192 | 192.000 NOS - No. | 112 | 21504 | CHARGES FOR SPLICING,JOINTING & TERMINATION OF 96F FIBRE. | 0
1608 | 1608 | WORK CHANGE ORDER | 630108053 | 3 | 18.02.2021 | 1662725.02 | 31891028.1 | 33553753.12 | 0435 | FTTx IBD MUMB0435 Ishaan CHSL | 3300512 | SPLICING & TERM OFC,FIXED COST/DAY | 10 | EA - each | 2425 | 24250 | OFC SPLICING&TERMINATION-FIXED COST/DAY#JOB INVOLVES: 1) SPLICING & TERMINATION OF OFC CABLE AS DIRECTED BY EIC. 2) ALL TOOLS AND TACKLES, PPES, CONSUMABLES ARE IN | 0
1609 | 1609 | WORK CHANGE ORDER | 630108053 | 3 | 18.02.2021 | 1662725.02 | 31891028.1 | 33553753.12 | 0435 | FTTx IBD MUMB0435 Ishaan CHSL | 3098777 | A11102-SELF ADHESIVE LABELS | 400 | 400.000 | 10 | 4000 | 420 | 0
1610 | 1610 | WORK CHANGE ORDER | 630108053 | 3 | 18.02.2021 | 1662725.02 | 31891028.1 | 33553753.12 | 0435 | FTTx IBD MUMB0435 Ishaan CHSL | 3295194 | PREPARATION OF AS BUILT DRAWINGS SBP | 15 | 15 EA - each | 194 | 2910 | AS-BUILT DRAWING FOR ALL WORKS PERFORMED AS PER SCOPE | 0
1611 | 1611 | WORK CHANGE ORDER | 630108053 | 3 | 18.02.2021 | 1662725.02 | 31891028.1 | 33553753.12 | 0435 | FTTx IBD MUMB0435 Ishaan CHSL | 3111341 | DISPOSAL OF WASTE MATERIALS DEBRIS ETC. | 15 | 15.000 NOS - No. | 679 | 10185 | Collection & disposal of various kinds of unwanted materials / debris | 0
1612 | 1612 | WORK CHANGE ORDER | 630108053 | 3 | 18.02.2021 | 1662725.02 | 31891028.1 | 33553753.12 | 0435 | FTTx IBD MUMB0435 Ishaan CHSL | 3295891 | MATERIAL STORAGE & SECONDARY TRNSPT | 15 | 15 EA - each | 485 | 7275 | STORAGE AND SECONDARY TRANSPORTATION OF FIM MATERIAL TO BUILDINGS, TO BE CALCULATED PER BUILDING# | 0
1613 | 1613 | WORK CHANGE ORDER | 630108053 | 3 | 18.02.2021 | 1662725.02 | 31891028.1 | 33553753.12 | 0435 | FTTx IBD MUMB0435 Ishaan CHSL | 3295897 | CHRG: PRE EXECUTION BUILDING SURVEY | 15 | 15 EA - each | 290 | 4350 | PRE EXECUTION BUILDING SURVEY:#THIS IS BUILDING SURVEY BEFORE DEPLOYMENT INSIDE BUILDING DEPLOYMENT/CONSTRUCTION INCLUDES LAYING OF CONDUITS AND OTHER ODN | 0
1614 | 1614 | WORK CHANGE ORDER | 630108053 | 3 | 18.02.2021 | 1662725.02 | 31891028.1 | 33553753.12 | 0435 | FTTx IBD MUMB0435 Ishaan CHSL | 3318382 | CHRG DRILLING OF HOLE 25MM IN BRICK WALL | 50 | 50 EA - each | 82 | 4100 | CHARGES FOR DRILLING HOLES OF DIAMETER 25MM IN BRICK WALL WITH PROPER DRILL MACHINE AND REINSTATEMENT AFTER CONDUITING TO ENSURE WATER PROOFING OF HOLE.# | 0
1615 | 1615 | WORK CHANGE ORDER | 630108053 | 3 | 18.02.2021 | 1662725.02 | 31891028.1 | 33553753.12 | 0435 | FTTx IBD MUMB0435 Ishaan CHSL | 3318381 | CHRG DRILLING OF HOLE 40MM IN BRICK WALL | 50 | 50 EA - each | 131 | 6550 | CHARGES FOR DRILLING HOLES OF DIAMETER 40MM IN BRICK WALL WITH PROPER DRILL MACHINE AND REINSTATEMENT AFTER CONDUITING TO ENSURE WATER PROOFING OF HOLE.# | 0
1616 | 1616 | WORK CHANGE ORDER | 630108053 | 3 | 18.02.2021 | 1662725.02 | 31891028.1 | 33553753.12 | 0435 | FTTx IBD MUMB0435 Ishaan CHSL | 3318200 | CHRG DRILLING OF HOLE 25MM DIA IN RCC | 50 | 50 EA - each | 131 | 6550 | CHARGES FOR DRILLING HOLES OF DIAMETER 25MM IN RCC WITH PROPER DRILL MACHINE AND REINSTATEMENT AFTER CONDUITING TO ENSURE WATER PROOFING OF HOLE.# | 0
1617 | 1617 | WORK CHANGE ORDER | 630108053 | 3 | 18.02.2021 | 1662725.02 | 31891028.1 | 33553753.12 | 0435 | FTTx IBD MUMB0435 Ishaan CHSL | 3297469 | CHRG:DRILLING OF HOLE 40MM DIA IN RCC | 50 | 50 EA - each | 165 | 8250 | CHARGES FOR DRILLING HOLES OF DIAMETER ~40MM IN RCC WITH PROPER DRILL MACHINE AND REINSTATEMENT AFTER CONDUITING TO ENSURE WATER PROOFING OF HOLE. | 0
1618 | 1618 | WORK CHANGE ORDER | 630108053 | 3 | 18.02.2021 | 1662725.02 | 31891028.1 | 33553753.12 | 0435 | FTTx IBD MUMB0435 Ishaan CHSL | 3319692 | S&I SIMPLEX PLUG,F/40MM HDPE DUCT | 60 | EA - each | 49 | 2940 | CHARGES FOR SUPPLYING AND FIXING OF SIMPLEX PLUG FOR 40 MM HDPE DUCT# | 0
1619 | 1619 | WORK CHANGE ORDER | 630108053 | 3 | 18.02.2021 | 1662725.02 | 31891028.1 | 33553753.12 | 0301 | FTTx IBD MUMB0301 Sheetal | 3293883 | CHRG;SHALLOW TRENCH 40 OR 48MM 7WAY DUCT | 25 | 25 M - Meter | 160 | 4000 | EXCAVATION OF SHALLOW TRENCHES MANUALLY/CHIPPING/SLITTING UPTO A DEPTH OF 300 MM, WIDE UP TO 100 MM IN ASPHALT / CONCRETE / TILED SURFACE, LAYING 1 X 40 MM / 1 X 7 | 0
1620 | 1620 | WORK CHANGE ORDER | 630108053 | 3 | 18.02.2021 | 1662725.02 | 31891028.1 | 33553753.12 | 0301 | FTTx IBD MUMB0301 Sheetal | 3314515 | CHRG:SHALLOW TREN 40MM DUCT W/2 NOS | 25 | 25 M - Meter | 160 | 4000 | EXCAVATION OF SHALLOW TRENCHES MANUALLY/CHIPPING/SLITTING IN ASPHALT / CONCRETE / TILED SURFACE, LAYING 2 NOS 40 MM DUCT AND FILLING THE COMPLETE DEPTH, INCLUDING | 0
1621 | 1621 | WORK CHANGE ORDER | 630108053 | 3 | 18.02.2021 | 1662725.02 | 31891028.1 | 33553753.12 | 0301 | FTTx IBD MUMB0301 Sheetal | 3293878 | CHRG;CLAMPING-1X40MM/1X7WAY MICRO DUCT | 50 | 50 M - Meter | 49 | 2450 | CLAMPING OF THE DUCTS 1 X 40 MM / 1 X 7 WAY MICRO DUCT ( 48 MM OD ) ALONG THE WALL WITH THE HELP OF CLAMPING AT EVERY 1 M C/C# | 0
1622 | 1622 | WORK CHANGE ORDER | 630108053 | 3 | 18.02.2021 | 1662725.02 | 31891028.1 | 33553753.12 | 0301 | FTTx IBD MUMB0301 Sheetal | 3292713 | CHRGS FOR TRANS&INST OF ADSS CABLE-96F | 250 | 250M - Meter | 40 | 10000 | CHARGES FOR TRANSPORTATION & INSTALLATION OF ADSS CABLE- EIC - 96F# | 0
1623 | 1623 | WORK CHANGE ORDER | 630108053 | 3 | 18.02.2021 | 1662725.02 | 31891028.1 | 33553753.12 | 0301 | FTTx IBD MUMB0301 Sheetal | 3294064 | INSTALLATION 48 F ADSS / FIG 8 CABLE | 1000 | 1,000 | 34 | 34000 | INSTALLATION OF THE AERIAL CABLE (48 F ADSS / FIG 8 ) ALONG WITH THE ACCESSORIES. RATE INCLUDES SURVEY COST AND LOCAL LIASIONING CHARGES. | 0
1624 | 1624 | WORK CHANGE ORDER | 630108053 | 3 | 18.02.2021 | 1662725.02 | 31891028.1 | 33553753.12 | 0301 | FTTx IBD MUMB0301 Sheetal | 3294065 | INSTALLATION12F ADSS / FIG 8 CABLE | 1000 | 1,000 | 24 | 24000 | INSTALLATION OF THE AERIAL CABLE (12 F ADSS / FIG 8 ) ALONG WITH THE ACCESSORIES. RATE INCLUDES SURVEY COST AND LOCAL LIASIONING CHARGES. | 0
1625 | 1625 | WORK CHANGE ORDER | 630108053 | 3 | 18.02.2021 | 1662725.02 | 31891028.1 | 33553753.12 | 0301 | FTTx IBD MUMB0301 Sheetal | 3294710 | INSTALLATION 6F ADSS / FIG 8 CABLE | 250 | M - Meter | 19 | 4750 | INSTALLATION OF THE AERIAL CABLE (6 F ADSS / FIG 8 ) ALONG WITH THE ACCESSORIES. RATE INCLUDES SURVEY COST AND LOCAL LIASIONING CHARGES. # | 0
1626 | 1626 | WORK CHANGE ORDER | 630108053 | 3 | 18.02.2021 | 1662725.02 | 31891028.1 | 33553753.12 | 0301 | FTTx IBD MUMB0301 Sheetal | 3252599 | BLOWING OF 96F | 250 | M - Meter | 15 | 3750 | CHARGES FOR BLOWING OF 96F FIBRE. | 0
1627 | 1627 | WORK CHANGE ORDER | 630108053 | 3 | 18.02.2021 | 1662725.02 | 31891028.1 | 33553753.12 | 0301 | FTTx IBD MUMB0301 Sheetal | 3294262 | BLOWING / PULLING-48 F | 500 | M - Meter | 10 | 5000 | PULLING/BLOWING OF OFC- 48 F INCLUDING ALL MATERIALS, LABOUR, TOOLS, TACKLES, ETC.. # | 0
1628 | 1628 | WORK CHANGE ORDER | 630108053 | 3 | 18.02.2021 | 1662725.02 | 31891028.1 | 33553753.12 | 0301 | FTTx IBD MUMB0301 Sheetal | 3294264 | BLOWING / PULLING-12 F | 1000 | 1,000 | 7 | 7000 | PULLING/BLOWING OF OFC-12F INCLUDING ALL MATERIALS, LABOUR, TOOLS, TACKLES, ETC.. # | 0
1629 | 1629 | WORK CHANGE ORDER | 630108053 | 3 | 18.02.2021 | 1662725.02 | 31891028.1 | 33553753.12 | 0301 | FTTx IBD MUMB0301 Sheetal | 3294265 | BLOWING / PULLING-6 F | 500 | M - Meter | 5 | 2500 | PULLING/BLOWING OF OFC-6F INCLUDING ALL MATERIALS, LABOUR, TOOLS, TACKLES, ETC.. # | 0
1630 | 1630 | WORK CHANGE ORDER | 630108053 | 3 | 18.02.2021 | 1662725.02 | 31891028.1 | 33553753.12 | 0301 | FTTx IBD MUMB0301 Sheetal | 3291570 | INSTLTN OF ACCESS CHAMBER 750X400X500 MM | 1 | 1 EA - each | 2328 | 2328 | INSTALLATION OF ACCESS CHAMBERS - SIZE - 750X400X500 MM DEEP.#INCLUDING COVER & LIFTING OF ACCESS CHAMBER-UPTO 50KMS INCLUDING HANDLING ,#EXCAVATION & | 0
1631 | 1631 | WORK CHANGE ORDER | 630108053 | 3 | 18.02.2021 | 1662725.02 | 31891028.1 | 33553753.12 | 0301 | FTTx IBD MUMB0301 Sheetal | 3314518 | INST OF PULLING CHAMBER 400X400X500MM | 5 | 5 EA - each | 970 | 4850 | INSTALLATION OF PULLING CHAMBERS - SIZE - 400X400X500 MM DEEP ; INCLUDING COVER .#EXCAVATION & BACKFILLING OF PITS ETC AS PER DRAWINGS , SPECIFICATIONS#AND AS | 0
1632 | 1632 | WORK CHANGE ORDER | 630108053 | 3 | 18.02.2021 | 1662725.02 | 31891028.1 | 33553753.12 | 0301 | FTTx IBD MUMB0301 Sheetal | 3294239 | CHRG;REINST,TRENCH,PCC-1:2:4,GRAVEL 20MM | 1 | 1 M3 - Cubic meter | 5335 | 5335 | CHARGES FOR REINSTATEMENT OF THE TRENCHES / PITS INCLUDING ALL MATERIALS , LABOUR, TOOLS TACKES ETC..BY PCC -1:2:4 GRAVEL SIZE - 20 MM & CURING FOR 7 DAYS. THIS ITEM | 0
1633 | 1633 | WORK CHANGE ORDER | 630108053 | 3 | 18.02.2021 | 1662725.02 | 31891028.1 | 33553753.12 | 0301 | FTTx IBD MUMB0301 Sheetal | 3291785 | RSTRTN EXCVTD SURFACE- W/COLD BITUMEN | 10 | 10 M - Meter | 1000 | 10000 | CHARGES FOR RESTORATION OF THE EXCAVATED SURFACES USING THE COLD BITUMEN INCLUDING PROPER COMPACTION ETC. ALL COMPLETE INCLUDING ALL MATERIALS TOOLS TACKLES | 0
1634 | 1634 | WORK CHANGE ORDER | 630108053 | 3 | 18.02.2021 | 1662725.02 | 31891028.1 | 33553753.12 | 0301 | FTTx IBD MUMB0301 Sheetal | 3291786 | RSTRTN EXCVTD SURFACES-W/ HOT BITUMEN | 10 | 10 M - Meter | 383 | 3830 | CHARGES FOR RESTORATION OF THE EXCAVATED SURFACES USING THE HOT BITUMEN INCLUDING PROPER COMPACTION ETC. ALL COMPLETE INCLUDING ALL MATERIALS TOOLS TACKLES | 0
1635 | 1635 | WORK CHANGE ORDER | 630108053 | 3 | 18.02.2021 | 1662725.02 | 31891028.1 | 33553753.12 | 0301 | FTTx IBD MUMB0301 Sheetal | 3290664 | CHRG F/RESTORATN OF SURF ;W/EXT TILES | 20 | 20 M - Meter | 286 | 5720 | CHARGES FOR RESTORATION OF THE EXCAVATED SURFACES USING THE EXISTING TILES OVER 100 MM THICK CONCRETE BEDDING. THE COST TO INCLUDE THE COST OF THE TILES, | 0
1636 | 1636 | WORK CHANGE ORDER | 630108053 | 3 | 18.02.2021 | 1662725.02 | 31891028.1 | 33553753.12 | 0301 | FTTx IBD MUMB0301 Sheetal | 3291784 | RSTRTN EXCVTD SURFACE-W/ PAVER BLOCK | 20 | 20 M - Meter | 631 | 12620 | CHARGES FOR RESTORATION OF THE EXCAVATED SURFACE USING NEW INTER LOCKING PAVER BLOCK OVER 100 MM THICK CONCRETE BEDDING. THE COST TO INCLUDE THE COST OF THE | 0
1637 | 1637 | WORK CHANGE ORDER | 630108053 | 3 | 18.02.2021 | 1662725.02 | 31891028.1 | 33553753.12 | 0301 | FTTx IBD MUMB0301 Sheetal | 3291783 | RESTORATION OF EXCV SURFACE-W/KOTA STONE | 10 | 10 M - Meter | 550 | 5500 | CHARGES FOR RESTORATION OF THE EXCAVATED SURFACE USING NEW KOTA STONE OVER 100 MM THICK CONCRETE BEDDING. THE COST TO INCLUDE THE COST OF THE KOTA STONE , | 0
1638 | 1638 | WORK CHANGE ORDER | 630108053 | 3 | 18.02.2021 | 1662725.02 | 31891028.1 | 33553753.12 | 0301 | FTTx IBD MUMB0301 Sheetal | 3290665 | CHRG F/RESTORATN OF SURF ;W/CHEQUED TILE | 15 | 15 M - Meter | 419 | 6285 | CHARGES FOR RESTORATION OF THE EXCAVATED SURFACE USING NEW INTER CHEQUERED TILE OVER 100 MM THICK CONCRETE BEDDING. THE COST TO INCLUDE THE COST OF THE KOTA | 0
1639 | 1639 | WORK CHANGE ORDER | 630108053 | 3 | 18.02.2021 | 1662725.02 | 31891028.1 | 33553753.12 | 0301 | FTTx IBD MUMB0301 Sheetal | 3171149 | S/FIXING PVC CONDUIT 25 MM | 800 | M - Meter | 60 | 48000 | S/FIXING PVC CONDUIT 25MM | 0
1640 | 1640 | WORK CHANGE ORDER | 630108053 | 3 | 18.02.2021 | 1662725.02 | 31891028.1 | 33553753.12 | 0301 | FTTx IBD MUMB0301 Sheetal | 3171151 | S/FIXING PVC CONDUIT 40 MM | 300 | M - Meter | 111 | 33300 | S/FIXING PVC CONDUIT 40 MM | 0
1641 | 1641 | WORK CHANGE ORDER | 630108053 | 3 | 18.02.2021 | 1662725.02 | 31891028.1 | 33553753.12 | 0301 | FTTx IBD MUMB0301 Sheetal | 3318608 | S&I 25MM PVC CONDUIT USING SCAFFOLDING | 100 | 100M - Meter | 133 | 13300 | SUPPLY AND INSTALLATION OF 25MM OUTER DIA CONDUIT ON EXTERNAL WALL WITH THE HELP OF JHOOLA HOLDING INCLUDING MANPOWER, COUPLERS, BENDS, TEES, SADDLES, CLAMPS, | 0
1642 | 1642 | WORK CHANGE ORDER | 630108053 | 3 | 18.02.2021 | 1662725.02 | 31891028.1 | 33553753.12 | 0301 | FTTx IBD MUMB0301 Sheetal | 3318609 | S&I 40MM PVC CONDUIT USING SCAFFOLDING | 100 | 100M - Meter | 188 | 18800 | SUPPLY AND INSTALLATION OF 40MM OUTER DIA CONDUIT ON EXTERNAL WALL WITH THE HELP OF JHOOLA HOLDING INCLUDING MANPOWER, COUPLERS, BENDS, TEES, SADDLES, CLAMPS, | 0
1643 | 1643 | WORK CHANGE ORDER | 630108053 | 3 | 18.02.2021 | 1662725.02 | 31891028.1 | 33553753.12 | 0301 | FTTx IBD MUMB0301 Sheetal | 3206508 | SUP&LAY FLEX PVC CONDUIT DIA 25MM | 100 | M - Meter | 71 | 7100 | Supplying and laying of following sizes of flexible PVC conduit along with conduit accessories complete as required. | 0
1644 | 1644 | WORK CHANGE ORDER | 630108053 | 3 | 18.02.2021 | 1662725.02 | 31891028.1 | 33553753.12 | 0301 | FTTx IBD MUMB0301 Sheetal | 3206510 | SUP&LAY FLEX PVC CONDUIT DIA 40MM | 75 | M - Meter | 116 | 8700 | Supplying and laying of following sizes of flexible PVC conduit along with conduit | 0
1645 | 1645 | WORK CHANGE ORDER | 630108053 | 3 | 18.02.2021 | 1662725.02 | 31891028.1 | 33553753.12 | 0301 | FTTx IBD MUMB0301 Sheetal | 3318971 | S&I 25MM FLEXI PVC CONDUIT W/SCAFFOLDING | 75 | 75 M - Meter | 144 | 10800 | SUPPLY AND INSTALLATION OF 25MM DIA REINFORCED FLEXIBLE CONDUIT ON EXTERNAL WALL WITH THE HELP OF JHOOLA HOLDING INCLUDING MANPOWER, COUPLERS, BENDS, TEES, | 0
1646 | 1646 | WORK CHANGE ORDER | 630108053 | 3 | 18.02.2021 | 1662725.02 | 31891028.1 | 33553753.12 | 0301 | FTTx IBD MUMB0301 Sheetal | 3318972 | S&I 40MM FLEXI PVC CONDUIT W/SCAFFOLDING | 75 | 75 M - Meter | 194 | 14550 | SUPPLY AND INSTALLATION OF 40MM DIA REINFORCED FLEXIBLE CONDUIT ON EXTERNAL WALL WITH THE HELP OF JHOOLA HOLDING INCLUDING MANPOWER, COUPLERS, BENDS, TEES, | 0
1647 | 1647 | WORK CHANGE ORDER | 630108053 | 3 | 18.02.2021 | 1662725.02 | 31891028.1 | 33553753.12 | 0301 | FTTx IBD MUMB0301 Sheetal | 3319687 | P&F PVC JUNCTION BOX 40MM,4-WAY | 75 | EA - each | 30 | 2250 | CHARGES FOR SUPPLYING AND FIXING OF PVC JUNCTION BOX 40MM,FOUR WAY IN REQUIRED POSITION ALONG THE LINE OF PVC CONDUIT# | 0
1648 | 1648 | WORK CHANGE ORDER | 630108053 | 3 | 18.02.2021 | 1662725.02 | 31891028.1 | 33553753.12 | 0301 | FTTx IBD MUMB0301 Sheetal | 3319688 | P&F PVC JUNCTION BOX 40MM,3-WAY | 75 | EA - each | 30 | 2250 | CHARGES FOR SUPPLYING AND FIXING OF PVC JUNCTION BOX 40MM,THREE WAY IN REQUIRED POSITION ALONG THE LINE OF PVC CONDUIT# | 0
1649 | 1649 | WORK CHANGE ORDER | 630108053 | 3 | 18.02.2021 | 1662725.02 | 31891028.1 | 33553753.12 | 0301 | FTTx IBD MUMB0301 Sheetal | 3192918 | CHRG:S/F:PVC JUNCTION BOX 25MM,4-WAY | 75 | 75 EA - each | 19 | 1425 | CHARGES FOR SUPPLYING AND FIXING OF PVC JUNCTION BOX | 0
1650 | 1650 | WORK CHANGE ORDER | 630108053 | 3 | 18.02.2021 | 1662725.02 | 31891028.1 | 33553753.12 | 0301 | FTTx IBD MUMB0301 Sheetal | 3192917 | CHRG:S/F:PVC JUNCTION BOX 25MM,3-WAY | 75 | 75 EA - each | 19 | 1425 | CHARGES FOR SUPPLYING AND FIXING OF PVC JUNCTION BOX | 0
1651 | 1651 | WORK CHANGE ORDER | 630108053 | 3 | 18.02.2021 | 1662725.02 | 31891028.1 | 33553753.12 | 0301 | FTTx IBD MUMB0301 Sheetal | 3259755 | INSTALLATION OF FDC | 15 | EA - each | 49 | 735 | Installation of Fibre Distribution Cabinet | 0
1652 | 1652 | WORK CHANGE ORDER | 630108053 | 3 | 18.02.2021 | 1662725.02 | 31891028.1 | 33553753.12 | 0301 | FTTx IBD MUMB0301 Sheetal | 3294022 | INSTALLATION OF FAT (WALL/POLE MOUNTED) | 50 | 50 EA - each | 49 | 2450 | INSTALLATION OF FIBRE ACCESS TERMINAL (WALL/POLE MOUNTED)# | 0
1653 | 1653 | WORK CHANGE ORDER | 630108053 | 3 | 18.02.2021 | 1662725.02 | 31891028.1 | 33553753.12 | 0301 | FTTx IBD MUMB0301 Sheetal | 3293902 | INSTALLATION LEVEL 1 ( S1 ) SPLITTER | 20 | EA - each | 49 | 980 | INSTALLATION OF FREE ISSUED SPLITTER AT SUGGESTED LOCATION INCLUDING ALL MANPOWER, TOOLS TACKLES, HARDWARES ETC. COMPLETE AS PER THE DRG AND DIRECTION OF | 0
1654 | 1654 | WORK CHANGE ORDER | 630108053 | 3 | 18.02.2021 | 1662725.02 | 31891028.1 | 33553753.12 | 0301 | FTTx IBD MUMB0301 Sheetal | 3293903 | INSTALLATION LEVEL 2 ( S2 ) SPLITTER | 160 | EA - each | 49 | 7840 | INSTALLATION OF FREE ISSUED SPLITTER AT SUGGESTED LOCATION INCLUDING ALL MANPOWER, TOOLS TACKLES, HARDWARES ETC. COMPLETE AS PER THE DRG AND DIRECTION OF | 0
1655 | 1655 | WORK CHANGE ORDER | 630108053 | 3 | 18.02.2021 | 1662725.02 | 31891028.1 | 33553753.12 | 0301 | FTTx IBD MUMB0301 Sheetal | 3252601 | SPLICING,JOINTING & TERMINATION-48F | 300 | 300.000 NOS - No. | 112 | 33600 | CHARGES FOR SPLICING,JOINTING & TERMINATION OF 48F FIBRE. | 0
1656 | 1656 | WORK CHANGE ORDER | 630108053 | 3 | 18.02.2021 | 1662725.02 | 31891028.1 | 33553753.12 | 0301 | FTTx IBD MUMB0301 Sheetal | 3252602 | SPLICING,JOINTING & TERMINATION-96F | 96 | 96.000 NOS - No. | 112 | 10752 | CHARGES FOR SPLICING,JOINTING & TERMINATION OF 96F FIBRE. | 0
1657 | 1657 | WORK CHANGE ORDER | 630108053 | 3 | 18.02.2021 | 1662725.02 | 31891028.1 | 33553753.12 | 0301 | FTTx IBD MUMB0301 Sheetal | 3300512 | SPLICING & TERM OFC,FIXED COST/DAY | 7 | EA - each | 2425 | 16975 | OFC SPLICING&TERMINATION-FIXED COST/DAY#JOB INVOLVES: 1) SPLICING & TERMINATION OF OFC CABLE AS DIRECTED BY EIC. 2) ALL TOOLS AND TACKLES, PPES, CONSUMABLES ARE IN | 0
1658 | 1658 | WORK CHANGE ORDER | 630108053 | 3 | 18.02.2021 | 1662725.02 | 31891028.1 | 33553753.12 | 0301 | FTTx IBD MUMB0301 Sheetal | 3098777 | A11102-SELF ADHESIVE LABELS | 400 | 400.000 | 10 | 4000 | 420 | 0
1659 | 1659 | WORK CHANGE ORDER | 630108053 | 3 | 18.02.2021 | 1662725.02 | 31891028.1 | 33553753.12 | 0301 | FTTx IBD MUMB0301 Sheetal | 3295194 | PREPARATION OF AS BUILT DRAWINGS SBP | 10 | 10 EA - each | 194 | 1940 | AS-BUILT DRAWING FOR ALL WORKS PERFORMED AS PER SCOPE | 0
1660 | 1660 | WORK CHANGE ORDER | 630108053 | 3 | 18.02.2021 | 1662725.02 | 31891028.1 | 33553753.12 | 0301 | FTTx IBD MUMB0301 Sheetal | 3111341 | DISPOSAL OF WASTE MATERIALS DEBRIS ETC. | 10 | 10.000 NOS - No. | 679 | 6790 | Collection & disposal of various kinds of unwanted materials / debris | 0
1661 | 1661 | WORK CHANGE ORDER | 630108053 | 3 | 18.02.2021 | 1662725.02 | 31891028.1 | 33553753.12 | 0301 | FTTx IBD MUMB0301 Sheetal | 3295891 | MATERIAL STORAGE & SECONDARY TRNSPT | 10 | 10 EA - each | 485 | 4850 | STORAGE AND SECONDARY TRANSPORTATION OF FIM MATERIAL TO BUILDINGS, TO BE CALCULATED PER BUILDING# | 0
1662 | 1662 | WORK CHANGE ORDER | 630108053 | 3 | 18.02.2021 | 1662725.02 | 31891028.1 | 33553753.12 | 0301 | FTTx IBD MUMB0301 Sheetal | 3295897 | CHRG: PRE EXECUTION BUILDING SURVEY | 10 | 10 EA - each | 290 | 2900 | PRE EXECUTION BUILDING SURVEY:#THIS IS BUILDING SURVEY BEFORE DEPLOYMENT INSIDE BUILDING DEPLOYMENT/CONSTRUCTION INCLUDES LAYING OF CONDUITS AND OTHER ODN | 0
1663 | 1663 | WORK CHANGE ORDER | 630108053 | 3 | 18.02.2021 | 1662725.02 | 31891028.1 | 33553753.12 | 0301 | FTTx IBD MUMB0301 Sheetal | 3318382 | CHRG DRILLING OF HOLE 25MM IN BRICK WALL | 25 | 25 EA - each | 82 | 2050 | CHARGES FOR DRILLING HOLES OF DIAMETER 25MM IN BRICK WALL WITH PROPER DRILL MACHINE AND REINSTATEMENT AFTER CONDUITING TO ENSURE WATER PROOFING OF HOLE.# | 0
1664 | 1664 | WORK CHANGE ORDER | 630108053 | 3 | 18.02.2021 | 1662725.02 | 31891028.1 | 33553753.12 | 0301 | FTTx IBD MUMB0301 Sheetal | 3318381 | CHRG DRILLING OF HOLE 40MM IN BRICK WALL | 25 | 25 EA - each | 131 | 3275 | CHARGES FOR DRILLING HOLES OF DIAMETER 40MM IN BRICK WALL WITH PROPER DRILL MACHINE AND REINSTATEMENT AFTER CONDUITING TO ENSURE WATER PROOFING OF HOLE.# | 0
1665 | 1665 | WORK CHANGE ORDER | 630108053 | 3 | 18.02.2021 | 1662725.02 | 31891028.1 | 33553753.12 | 0301 | FTTx IBD MUMB0301 Sheetal | 3318200 | CHRG DRILLING OF HOLE 25MM DIA IN RCC | 25 | 25 EA - each | 131 | 3275 | CHARGES FOR DRILLING HOLES OF DIAMETER 25MM IN RCC WITH PROPER DRILL MACHINE AND REINSTATEMENT AFTER CONDUITING TO ENSURE WATER PROOFING OF HOLE.# | 0
1666 | 1666 | WORK CHANGE ORDER | 630108053 | 3 | 18.02.2021 | 1662725.02 | 31891028.1 | 33553753.12 | 0301 | FTTx IBD MUMB0301 Sheetal | 3297469 | CHRG:DRILLING OF HOLE 40MM DIA IN RCC | 25 | 25 EA - each | 165 | 4125 | CHARGES FOR DRILLING HOLES OF DIAMETER ~40MM IN RCC WITH PROPER DRILL MACHINE AND REINSTATEMENT AFTER CONDUITING TO ENSURE WATER PROOFING OF HOLE. | 0
1667 | 1667 | WORK CHANGE ORDER | 630108053 | 3 | 18.02.2021 | 1662725.02 | 31891028.1 | 33553753.12 | 0301 | FTTx IBD MUMB0301 Sheetal | 3319692 | S&I SIMPLEX PLUG,F/40MM HDPE DUCT | 30 | EA - each | 49 | 1470 | CHARGES FOR SUPPLYING AND FIXING OF SIMPLEX PLUG FOR 40 MM HDPE DUCT# | 0
1668 | 1668 | WORK CHANGE ORDER | 630108053 | 3 | 18.02.2021 | 1662725.02 | 31891028.1 | 33553753.12 | 0206 | FTTx IBD MUMB0206 Suraj Bolton | 3293883 | CHRG;SHALLOW TRENCH 40 OR 48MM 7WAY DUCT | 50 | 50 M - Meter | 160 | 8000 | EXCAVATION OF SHALLOW TRENCHES MANUALLY/CHIPPING/SLITTING UPTO A DEPTH OF 300 MM, WIDE UP TO 100 MM IN ASPHALT / CONCRETE / TILED SURFACE, LAYING 1 X 40 MM / 1 X 7 | 0
1669 | 1669 | WORK CHANGE ORDER | 630108053 | 3 | 18.02.2021 | 1662725.02 | 31891028.1 | 33553753.12 | 0206 | FTTx IBD MUMB0206 Suraj Bolton | 3314515 | CHRG:SHALLOW TREN 40MM DUCT W/2 NOS | 50 | 50 M - Meter | 160 | 8000 | EXCAVATION OF SHALLOW TRENCHES MANUALLY/CHIPPING/SLITTING IN ASPHALT / CONCRETE / TILED SURFACE, LAYING 2 NOS 40 MM DUCT AND FILLING THE COMPLETE DEPTH, INCLUDING | 0
1670 | 1670 | WORK CHANGE ORDER | 630108053 | 3 | 18.02.2021 | 1662725.02 | 31891028.1 | 33553753.12 | 0206 | FTTx IBD MUMB0206 Suraj Bolton | 3293878 | CHRG;CLAMPING-1X40MM/1X7WAY MICRO DUCT | 100 | 100M - Meter | 49 | 4900 | CLAMPING OF THE DUCTS 1 X 40 MM / 1 X 7 WAY MICRO DUCT ( 48 MM OD ) ALONG THE WALL WITH THE HELP OF CLAMPING AT EVERY 1 M C/C# | 0
1671 | 1671 | WORK CHANGE ORDER | 630108053 | 3 | 18.02.2021 | 1662725.02 | 31891028.1 | 33553753.12 | 0206 | FTTx IBD MUMB0206 Suraj Bolton | 3292713 | CHRGS FOR TRANS&INST OF ADSS CABLE-96F | 500 | 500M - Meter | 40 | 20000 | CHARGES FOR TRANSPORTATION & INSTALLATION OF ADSS CABLE- EIC - 96F# | 0
1672 | 1672 | WORK CHANGE ORDER | 630108053 | 3 | 18.02.2021 | 1662725.02 | 31891028.1 | 33553753.12 | 0206 | FTTx IBD MUMB0206 Suraj Bolton | 3294064 | INSTALLATION 48 F ADSS / FIG 8 CABLE | 1000 | 1,000 | 34 | 34000 | INSTALLATION OF THE AERIAL CABLE (48 F ADSS / FIG 8 ) ALONG WITH THE ACCESSORIES. RATE INCLUDES SURVEY COST AND LOCAL LIASIONING CHARGES. | 0
1673 | 1673 | WORK CHANGE ORDER | 630108053 | 3 | 18.02.2021 | 1662725.02 | 31891028.1 | 33553753.12 | 0206 | FTTx IBD MUMB0206 Suraj Bolton | 3294065 | INSTALLATION12F ADSS / FIG 8 CABLE | 1500 | 1,500 | 24 | 36000 | INSTALLATION OF THE AERIAL CABLE (12 F ADSS / FIG 8 ) ALONG WITH THE ACCESSORIES. RATE INCLUDES SURVEY COST AND LOCAL LIASIONING CHARGES. | 0
1674 | 1674 | WORK CHANGE ORDER | 630108053 | 3 | 18.02.2021 | 1662725.02 | 31891028.1 | 33553753.12 | 0206 | FTTx IBD MUMB0206 Suraj Bolton | 3294710 | INSTALLATION 6F ADSS / FIG 8 CABLE | 500 | M - Meter | 19 | 9500 | INSTALLATION OF THE AERIAL CABLE (6 F ADSS / FIG 8 ) ALONG WITH THE ACCESSORIES. RATE INCLUDES SURVEY COST AND LOCAL LIASIONING CHARGES. # | 0
1675 | 1675 | WORK CHANGE ORDER | 630108053 | 3 | 18.02.2021 | 1662725.02 | 31891028.1 | 33553753.12 | 0206 | FTTx IBD MUMB0206 Suraj Bolton | 3252599 | BLOWING OF 96F | 500 | M - Meter | 15 | 7500 | CHARGES FOR BLOWING OF 96F FIBRE. | 0
1676 | 1676 | WORK CHANGE ORDER | 630108053 | 3 | 18.02.2021 | 1662725.02 | 31891028.1 | 33553753.12 | 0206 | FTTx IBD MUMB0206 Suraj Bolton | 3294262 | BLOWING / PULLING-48 F | 700 | M - Meter | 10 | 7000 | PULLING/BLOWING OF OFC- 48 F INCLUDING ALL MATERIALS, LABOUR, TOOLS, TACKLES, ETC.. # | 0
1677 | 1677 | WORK CHANGE ORDER | 630108053 | 3 | 18.02.2021 | 1662725.02 | 31891028.1 | 33553753.12 | 0206 | FTTx IBD MUMB0206 Suraj Bolton | 3294264 | BLOWING / PULLING-12 F | 2000 | 2,000 | 7 | 14000 | PULLING/BLOWING OF OFC-12F INCLUDING ALL MATERIALS, LABOUR, TOOLS, TACKLES, ETC.. # | 0
1678 | 1678 | WORK CHANGE ORDER | 630108053 | 3 | 18.02.2021 | 1662725.02 | 31891028.1 | 33553753.12 | 0206 | FTTx IBD MUMB0206 Suraj Bolton | 3294265 | BLOWING / PULLING-6 F | 1000 | 1,000 | 5 | 5000 | PULLING/BLOWING OF OFC-6F INCLUDING ALL MATERIALS, LABOUR, TOOLS, TACKLES, ETC.. # | 0
1679 | 1679 | WORK CHANGE ORDER | 630108053 | 3 | 18.02.2021 | 1662725.02 | 31891028.1 | 33553753.12 | 0206 | FTTx IBD MUMB0206 Suraj Bolton | 3291570 | INSTLTN OF ACCESS CHAMBER 750X400X500 MM | 2 | 2 EA - each | 2328 | 4656 | INSTALLATION OF ACCESS CHAMBERS - SIZE - 750X400X500 MM DEEP.#INCLUDING COVER & LIFTING OF ACCESS CHAMBER-UPTO 50KMS INCLUDING HANDLING ,#EXCAVATION & | 0
1680 | 1680 | WORK CHANGE ORDER | 630108053 | 3 | 18.02.2021 | 1662725.02 | 31891028.1 | 33553753.12 | 0206 | FTTx IBD MUMB0206 Suraj Bolton | 3314518 | INST OF PULLING CHAMBER 400X400X500MM | 10 | 10 EA - each | 970 | 9700 | INSTALLATION OF PULLING CHAMBERS - SIZE - 400X400X500 MM DEEP ; INCLUDING COVER .#EXCAVATION & BACKFILLING OF PITS ETC AS PER DRAWINGS , SPECIFICATIONS#AND AS | 0
1681 | 1681 | WORK CHANGE ORDER | 630108053 | 3 | 18.02.2021 | 1662725.02 | 31891028.1 | 33553753.12 | 0206 | FTTx IBD MUMB0206 Suraj Bolton | 3294239 | CHRG;REINST,TRENCH,PCC-1:2:4,GRAVEL 20MM | 1 | 1 M3 - Cubic meter | 5335 | 5335 | CHARGES FOR REINSTATEMENT OF THE TRENCHES / PITS INCLUDING ALL MATERIALS , LABOUR, TOOLS TACKES ETC..BY PCC -1:2:4 GRAVEL SIZE - 20 MM & CURING FOR 7 DAYS. THIS ITEM | 0
1682 | 1682 | WORK CHANGE ORDER | 630108053 | 3 | 18.02.2021 | 1662725.02 | 31891028.1 | 33553753.12 | 0206 | FTTx IBD MUMB0206 Suraj Bolton | 3291785 | RSTRTN EXCVTD SURFACE- W/COLD BITUMEN | 10 | 10 M - Meter | 1000 | 10000 | CHARGES FOR RESTORATION OF THE EXCAVATED SURFACES USING THE COLD BITUMEN INCLUDING PROPER COMPACTION ETC. ALL COMPLETE INCLUDING ALL MATERIALS TOOLS TACKLES | 0
1683 | 1683 | WORK CHANGE ORDER | 630108053 | 3 | 18.02.2021 | 1662725.02 | 31891028.1 | 33553753.12 | 0206 | FTTx IBD MUMB0206 Suraj Bolton | 3291786 | RSTRTN EXCVTD SURFACES-W/ HOT BITUMEN | 10 | 10 M - Meter | 383 | 3830 | CHARGES FOR RESTORATION OF THE EXCAVATED SURFACES USING THE HOT BITUMEN INCLUDING PROPER COMPACTION ETC. ALL COMPLETE INCLUDING ALL MATERIALS TOOLS TACKLES | 0
1684 | 1684 | WORK CHANGE ORDER | 630108053 | 3 | 18.02.2021 | 1662725.02 | 31891028.1 | 33553753.12 | 0206 | FTTx IBD MUMB0206 Suraj Bolton | 3290664 | CHRG F/RESTORATN OF SURF ;W/EXT TILES | 30 | 30 M - Meter | 286 | 8580 | CHARGES FOR RESTORATION OF THE EXCAVATED SURFACES USING THE EXISTING TILES OVER 100 MM THICK CONCRETE BEDDING. THE COST TO INCLUDE THE COST OF THE TILES, | 0
1685 | 1685 | WORK CHANGE ORDER | 630108053 | 3 | 18.02.2021 | 1662725.02 | 31891028.1 | 33553753.12 | 0206 | FTTx IBD MUMB0206 Suraj Bolton | 3291784 | RSTRTN EXCVTD SURFACE-W/ PAVER BLOCK | 30 | 30 M - Meter | 631 | 18930 | CHARGES FOR RESTORATION OF THE EXCAVATED SURFACE USING NEW INTER LOCKING PAVER BLOCK OVER 100 MM THICK CONCRETE BEDDING. THE COST TO INCLUDE THE COST OF THE | 0
1686 | 1686 | WORK CHANGE ORDER | 630108053 | 3 | 18.02.2021 | 1662725.02 | 31891028.1 | 33553753.12 | 0206 | FTTx IBD MUMB0206 Suraj Bolton | 3291783 | RESTORATION OF EXCV SURFACE-W/KOTA STONE | 10 | 10 M - Meter | 550 | 5500 | CHARGES FOR RESTORATION OF THE EXCAVATED SURFACE USING NEW KOTA STONE OVER 100 MM THICK CONCRETE BEDDING. THE COST TO INCLUDE THE COST OF THE KOTA STONE , | 0
1687 | 1687 | WORK CHANGE ORDER | 630108053 | 3 | 18.02.2021 | 1662725.02 | 31891028.1 | 33553753.12 | 0206 | FTTx IBD MUMB0206 Suraj Bolton | 3290665 | CHRG F/RESTORATN OF SURF ;W/CHEQUED TILE | 30 | 30 M - Meter | 419 | 12570 | CHARGES FOR RESTORATION OF THE EXCAVATED SURFACE USING NEW INTER CHEQUERED TILE OVER 100 MM THICK CONCRETE BEDDING. THE COST TO INCLUDE THE COST OF THE KOTA | 0
1688 | 1688 | WORK CHANGE ORDER | 630108053 | 3 | 18.02.2021 | 1662725.02 | 31891028.1 | 33553753.12 | 0206 | FTTx IBD MUMB0206 Suraj Bolton | 3171149 | S/FIXING PVC CONDUIT 25 MM | 1000 | 1,000 | 60 | 60000 | S/FIXING PVC CONDUIT 25MM | 0
1689 | 1689 | WORK CHANGE ORDER | 630108053 | 3 | 18.02.2021 | 1662725.02 | 31891028.1 | 33553753.12 | 0206 | FTTx IBD MUMB0206 Suraj Bolton | 3171151 | S/FIXING PVC CONDUIT 40 MM | 600 | M - Meter | 111 | 66600 | S/FIXING PVC CONDUIT 40 MM | 0
1690 | 1690 | WORK CHANGE ORDER | 630108053 | 3 | 18.02.2021 | 1662725.02 | 31891028.1 | 33553753.12 | 0206 | FTTx IBD MUMB0206 Suraj Bolton | 3318608 | S&I 25MM PVC CONDUIT USING SCAFFOLDING | 100 | 100M - Meter | 133 | 13300 | SUPPLY AND INSTALLATION OF 25MM OUTER DIA CONDUIT ON EXTERNAL WALL WITH THE HELP OF JHOOLA HOLDING INCLUDING MANPOWER, COUPLERS, BENDS, TEES, SADDLES, CLAMPS, | 0
1691 | 1691 | WORK CHANGE ORDER | 630108053 | 3 | 18.02.2021 | 1662725.02 | 31891028.1 | 33553753.12 | 0206 | FTTx IBD MUMB0206 Suraj Bolton | 3318609 | S&I 40MM PVC CONDUIT USING SCAFFOLDING | 100 | 100M - Meter | 188 | 18800 | SUPPLY AND INSTALLATION OF 40MM OUTER DIA CONDUIT ON EXTERNAL WALL WITH THE HELP OF JHOOLA HOLDING INCLUDING MANPOWER, COUPLERS, BENDS, TEES, SADDLES, CLAMPS, | 0
1692 | 1692 | WORK CHANGE ORDER | 630108053 | 3 | 18.02.2021 | 1662725.02 | 31891028.1 | 33553753.12 | 0206 | FTTx IBD MUMB0206 Suraj Bolton | 3206508 | SUP&LAY FLEX PVC CONDUIT DIA 25MM | 200 | M - Meter | 71 | 14200 | Supplying and laying of following sizes of flexible PVC conduit along with conduit accessories complete as required. | 0
1693 | 1693 | WORK CHANGE ORDER | 630108053 | 3 | 18.02.2021 | 1662725.02 | 31891028.1 | 33553753.12 | 0206 | FTTx IBD MUMB0206 Suraj Bolton | 3206510 | SUP&LAY FLEX PVC CONDUIT DIA 40MM | 150 | M - Meter | 116 | 17400 | Supplying and laying of following sizes of flexible PVC conduit along with conduit | 0
1694 | 1694 | WORK CHANGE ORDER | 630108053 | 3 | 18.02.2021 | 1662725.02 | 31891028.1 | 33553753.12 | 0206 | FTTx IBD MUMB0206 Suraj Bolton | 3318971 | S&I 25MM FLEXI PVC CONDUIT W/SCAFFOLDING | 100 | 100M - Meter | 144 | 14400 | SUPPLY AND INSTALLATION OF 25MM DIA REINFORCED FLEXIBLE CONDUIT ON EXTERNAL WALL WITH THE HELP OF JHOOLA HOLDING INCLUDING MANPOWER, COUPLERS, BENDS, TEES, | 0
1695 | 1695 | WORK CHANGE ORDER | 630108053 | 3 | 18.02.2021 | 1662725.02 | 31891028.1 | 33553753.12 | 0206 | FTTx IBD MUMB0206 Suraj Bolton | 3318972 | S&I 40MM FLEXI PVC CONDUIT W/SCAFFOLDING | 100 | 100M - Meter | 194 | 19400 | SUPPLY AND INSTALLATION OF 40MM DIA REINFORCED FLEXIBLE CONDUIT ON EXTERNAL WALL WITH THE HELP OF JHOOLA HOLDING INCLUDING MANPOWER, COUPLERS, BENDS, TEES, | 0
1696 | 1696 | WORK CHANGE ORDER | 630108053 | 3 | 18.02.2021 | 1662725.02 | 31891028.1 | 33553753.12 | 0206 | FTTx IBD MUMB0206 Suraj Bolton | 3319687 | P&F PVC JUNCTION BOX 40MM,4-WAY | 150 | EA - each | 30 | 4500 | CHARGES FOR SUPPLYING AND FIXING OF PVC JUNCTION BOX 40MM,FOUR WAY IN REQUIRED POSITION ALONG THE LINE OF PVC CONDUIT# | 0
1697 | 1697 | WORK CHANGE ORDER | 630108053 | 3 | 18.02.2021 | 1662725.02 | 31891028.1 | 33553753.12 | 0206 | FTTx IBD MUMB0206 Suraj Bolton | 3319688 | P&F PVC JUNCTION BOX 40MM,3-WAY | 150 | EA - each | 30 | 4500 | CHARGES FOR SUPPLYING AND FIXING OF PVC JUNCTION BOX 40MM,THREE WAY IN REQUIRED POSITION ALONG THE LINE OF PVC CONDUIT# | 0
1698 | 1698 | WORK CHANGE ORDER | 630108053 | 3 | 18.02.2021 | 1662725.02 | 31891028.1 | 33553753.12 | 0206 | FTTx IBD MUMB0206 Suraj Bolton | 3192918 | CHRG:S/F:PVC JUNCTION BOX 25MM,4-WAY | 150 | 150EA - each | 19 | 2850 | CHARGES FOR SUPPLYING AND FIXING OF PVC JUNCTION BOX | 0
1699 | 1699 | WORK CHANGE ORDER | 630108053 | 3 | 18.02.2021 | 1662725.02 | 31891028.1 | 33553753.12 | 0206 | FTTx IBD MUMB0206 Suraj Bolton | 3192917 | CHRG:S/F:PVC JUNCTION BOX 25MM,3-WAY | 150 | 150EA - each | 19 | 2850 | CHARGES FOR SUPPLYING AND FIXING OF PVC JUNCTION BOX | 0
1700 | 1700 | WORK CHANGE ORDER | 630108053 | 3 | 18.02.2021 | 1662725.02 | 31891028.1 | 33553753.12 | 0206 | FTTx IBD MUMB0206 Suraj Bolton | 3259755 | INSTALLATION OF FDC | 15 | EA - each | 49 | 735 | Installation of Fibre Distribution Cabinet | 0
1701 | 1701 | WORK CHANGE ORDER | 630108053 | 3 | 18.02.2021 | 1662725.02 | 31891028.1 | 33553753.12 | 0206 | FTTx IBD MUMB0206 Suraj Bolton | 3294022 | INSTALLATION OF FAT (WALL/POLE MOUNTED) | 50 | 50 EA - each | 49 | 2450 | INSTALLATION OF FIBRE ACCESS TERMINAL (WALL/POLE MOUNTED)# | 0
1702 | 1702 | WORK CHANGE ORDER | 630108053 | 3 | 18.02.2021 | 1662725.02 | 31891028.1 | 33553753.12 | 0206 | FTTx IBD MUMB0206 Suraj Bolton | 3293902 | INSTALLATION LEVEL 1 ( S1 ) SPLITTER | 20 | EA - each | 49 | 980 | INSTALLATION OF FREE ISSUED SPLITTER AT SUGGESTED LOCATION INCLUDING ALL MANPOWER, TOOLS TACKLES, HARDWARES ETC. COMPLETE AS PER THE DRG AND DIRECTION OF | 0
1703 | 1703 | WORK CHANGE ORDER | 630108053 | 3 | 18.02.2021 | 1662725.02 | 31891028.1 | 33553753.12 | 0206 | FTTx IBD MUMB0206 Suraj Bolton | 3293903 | INSTALLATION LEVEL 2 ( S2 ) SPLITTER | 160 | EA - each | 49 | 7840 | INSTALLATION OF FREE ISSUED SPLITTER AT SUGGESTED LOCATION INCLUDING ALL MANPOWER, TOOLS TACKLES, HARDWARES ETC. COMPLETE AS PER THE DRG AND DIRECTION OF | 0
1704 | 1704 | WORK CHANGE ORDER | 630108053 | 3 | 18.02.2021 | 1662725.02 | 31891028.1 | 33553753.12 | 0206 | FTTx IBD MUMB0206 Suraj Bolton | 3252601 | SPLICING,JOINTING & TERMINATION-48F | 500 | 500.000 NOS - No. | 112 | 56000 | CHARGES FOR SPLICING,JOINTING & TERMINATION OF 48F FIBRE. | 0
1705 | 1705 | WORK CHANGE ORDER | 630108053 | 3 | 18.02.2021 | 1662725.02 | 31891028.1 | 33553753.12 | 0206 | FTTx IBD MUMB0206 Suraj Bolton | 3252602 | SPLICING,JOINTING & TERMINATION-96F | 192 | 192.000 NOS - No. | 112 | 21504 | CHARGES FOR SPLICING,JOINTING & TERMINATION OF 96F FIBRE. | 0
1706 | 1706 | WORK CHANGE ORDER | 630108053 | 3 | 18.02.2021 | 1662725.02 | 31891028.1 | 33553753.12 | 0206 | FTTx IBD MUMB0206 Suraj Bolton | 3300512 | SPLICING & TERM OFC,FIXED COST/DAY | 10 | EA - each | 2425 | 24250 | OFC SPLICING&TERMINATION-FIXED COST/DAY#JOB INVOLVES: 1) SPLICING & TERMINATION OF OFC CABLE AS DIRECTED BY EIC. 2) ALL TOOLS AND TACKLES, PPES, CONSUMABLES ARE IN | 0
1707 | 1707 | WORK CHANGE ORDER | 630108053 | 3 | 18.02.2021 | 1662725.02 | 31891028.1 | 33553753.12 | 0206 | FTTx IBD MUMB0206 Suraj Bolton | 3098777 | A11102-SELF ADHESIVE LABELS | 400 | 400.000 | 10 | 4000 | 420 | 0
1708 | 1708 | WORK CHANGE ORDER | 630108053 | 3 | 18.02.2021 | 1662725.02 | 31891028.1 | 33553753.12 | 0206 | FTTx IBD MUMB0206 Suraj Bolton | 3295194 | PREPARATION OF AS BUILT DRAWINGS SBP | 15 | 15 EA - each | 194 | 2910 | AS-BUILT DRAWING FOR ALL WORKS PERFORMED AS PER SCOPE | 0
1709 | 1709 | WORK CHANGE ORDER | 630108053 | 3 | 18.02.2021 | 1662725.02 | 31891028.1 | 33553753.12 | 0206 | FTTx IBD MUMB0206 Suraj Bolton | 3111341 | DISPOSAL OF WASTE MATERIALS DEBRIS ETC. | 15 | 15.000 NOS - No. | 679 | 10185 | Collection & disposal of various kinds of unwanted materials / debris | 0
1710 | 1710 | WORK CHANGE ORDER | 630108053 | 3 | 18.02.2021 | 1662725.02 | 31891028.1 | 33553753.12 | 0206 | FTTx IBD MUMB0206 Suraj Bolton | 3295891 | MATERIAL STORAGE & SECONDARY TRNSPT | 15 | 15 EA - each | 485 | 7275 | STORAGE AND SECONDARY TRANSPORTATION OF FIM MATERIAL TO BUILDINGS, TO BE CALCULATED PER BUILDING# | 0
1711 | 1711 | WORK CHANGE ORDER | 630108053 | 3 | 18.02.2021 | 1662725.02 | 31891028.1 | 33553753.12 | 0206 | FTTx IBD MUMB0206 Suraj Bolton | 3295897 | CHRG: PRE EXECUTION BUILDING SURVEY | 15 | 15 EA - each | 290 | 4350 | PRE EXECUTION BUILDING SURVEY:#THIS IS BUILDING SURVEY BEFORE DEPLOYMENT INSIDE BUILDING DEPLOYMENT/CONSTRUCTION INCLUDES LAYING OF CONDUITS AND OTHER ODN | 0
1712 | 1712 | WORK CHANGE ORDER | 630108053 | 3 | 18.02.2021 | 1662725.02 | 31891028.1 | 33553753.12 | 0206 | FTTx IBD MUMB0206 Suraj Bolton | 3318382 | CHRG DRILLING OF HOLE 25MM IN BRICK WALL | 50 | 50 EA - each | 82 | 4100 | CHARGES FOR DRILLING HOLES OF DIAMETER 25MM IN BRICK WALL WITH PROPER DRILL MACHINE AND REINSTATEMENT AFTER CONDUITING TO ENSURE WATER PROOFING OF HOLE.# | 0
1713 | 1713 | WORK CHANGE ORDER | 630108053 | 3 | 18.02.2021 | 1662725.02 | 31891028.1 | 33553753.12 | 0206 | FTTx IBD MUMB0206 Suraj Bolton | 3318381 | CHRG DRILLING OF HOLE 40MM IN BRICK WALL | 50 | 50 EA - each | 131 | 6550 | CHARGES FOR DRILLING HOLES OF DIAMETER 40MM IN BRICK WALL WITH PROPER DRILL MACHINE AND REINSTATEMENT AFTER CONDUITING TO ENSURE WATER PROOFING OF HOLE.# | 0
1714 | 1714 | WORK CHANGE ORDER | 630108053 | 3 | 18.02.2021 | 1662725.02 | 31891028.1 | 33553753.12 | 0206 | FTTx IBD MUMB0206 Suraj Bolton | 3318200 | CHRG DRILLING OF HOLE 25MM DIA IN RCC | 50 | 50 EA - each | 131 | 6550 | CHARGES FOR DRILLING HOLES OF DIAMETER 25MM IN RCC WITH PROPER DRILL MACHINE AND REINSTATEMENT AFTER CONDUITING TO ENSURE WATER PROOFING OF HOLE.# | 0
1715 | 1715 | WORK CHANGE ORDER | 630108053 | 3 | 18.02.2021 | 1662725.02 | 31891028.1 | 33553753.12 | 0206 | FTTx IBD MUMB0206 Suraj Bolton | 3297469 | CHRG:DRILLING OF HOLE 40MM DIA IN RCC | 50 | 50 EA - each | 165 | 8250 | CHARGES FOR DRILLING HOLES OF DIAMETER ~40MM IN RCC WITH PROPER DRILL MACHINE AND REINSTATEMENT AFTER CONDUITING TO ENSURE WATER PROOFING OF HOLE. | 0
1716 | 1716 | WORK CHANGE ORDER | 630108053 | 3 | 18.02.2021 | 1662725.02 | 31891028.1 | 33553753.12 | 0206 | FTTx IBD MUMB0206 Suraj Bolton | 3319692 | S&I SIMPLEX PLUG,F/40MM HDPE DUCT | 60 | EA - each | 49 | 2940 | CHARGES FOR SUPPLYING AND FIXING OF SIMPLEX PLUG FOR 40 MM HDPE DUCT# | 0
1717 | 1717 | WORK CHANGE ORDER | 630108053 | 3 | 18.02.2021 | 1662725.02 | 31891028.1 | 33553753.12 | 0209 | FTTx IBD MUMB0209 Veena Happy Home | 3293883 | CHRG;SHALLOW TRENCH 40 OR 48MM 7WAY DUCT | 50 | 50 M - Meter | 160 | 8000 | EXCAVATION OF SHALLOW TRENCHES MANUALLY/CHIPPING/SLITTING UPTO A DEPTH OF 300 MM, WIDE UP TO 100 MM IN ASPHALT / CONCRETE / TILED SURFACE, LAYING 1 X 40 MM / 1 X 7 | 0
1718 | 1718 | WORK CHANGE ORDER | 630108053 | 3 | 18.02.2021 | 1662725.02 | 31891028.1 | 33553753.12 | 0209 | FTTx IBD MUMB0209 Veena Happy Home | 3314515 | CHRG:SHALLOW TREN 40MM DUCT W/2 NOS | 50 | 50 M - Meter | 160 | 8000 | EXCAVATION OF SHALLOW TRENCHES MANUALLY/CHIPPING/SLITTING IN ASPHALT / CONCRETE / TILED SURFACE, LAYING 2 NOS 40 MM DUCT AND FILLING THE COMPLETE DEPTH, INCLUDING | 0
1719 | 1719 | WORK CHANGE ORDER | 630108053 | 3 | 18.02.2021 | 1662725.02 | 31891028.1 | 33553753.12 | 0209 | FTTx IBD MUMB0209 Veena Happy Home | 3293878 | CHRG;CLAMPING-1X40MM/1X7WAY MICRO DUCT | 100 | 100M - Meter | 49 | 4900 | CLAMPING OF THE DUCTS 1 X 40 MM / 1 X 7 WAY MICRO DUCT ( 48 MM OD ) ALONG THE WALL WITH THE HELP OF CLAMPING AT EVERY 1 M C/C# | 0
1720 | 1720 | WORK CHANGE ORDER | 630108053 | 3 | 18.02.2021 | 1662725.02 | 31891028.1 | 33553753.12 | 0209 | FTTx IBD MUMB0209 Veena Happy Home | 3292713 | CHRGS FOR TRANS&INST OF ADSS CABLE-96F | 500 | 500M - Meter | 40 | 20000 | CHARGES FOR TRANSPORTATION & INSTALLATION OF ADSS CABLE- EIC - 96F# | 0
1721 | 1721 | WORK CHANGE ORDER | 630108053 | 3 | 18.02.2021 | 1662725.02 | 31891028.1 | 33553753.12 | 0209 | FTTx IBD MUMB0209 Veena Happy Home | 3294064 | INSTALLATION 48 F ADSS / FIG 8 CABLE | 1000 | 1,000 | 34 | 34000 | INSTALLATION OF THE AERIAL CABLE (48 F ADSS / FIG 8 ) ALONG WITH THE ACCESSORIES. RATE INCLUDES SURVEY COST AND LOCAL LIASIONING CHARGES. | 0
1722 | 1722 | WORK CHANGE ORDER | 630108053 | 3 | 18.02.2021 | 1662725.02 | 31891028.1 | 33553753.12 | 0209 | FTTx IBD MUMB0209 Veena Happy Home | 3294065 | INSTALLATION12F ADSS / FIG 8 CABLE | 1500 | 1,500 | 24 | 36000 | INSTALLATION OF THE AERIAL CABLE (12 F ADSS / FIG 8 ) ALONG WITH THE ACCESSORIES. RATE INCLUDES SURVEY COST AND LOCAL LIASIONING CHARGES. | 0
1723 | 1723 | WORK CHANGE ORDER | 630108053 | 3 | 18.02.2021 | 1662725.02 | 31891028.1 | 33553753.12 | 0209 | FTTx IBD MUMB0209 Veena Happy Home | 3294710 | INSTALLATION 6F ADSS / FIG 8 CABLE | 500 | M - Meter | 19 | 9500 | INSTALLATION OF THE AERIAL CABLE (6 F ADSS / FIG 8 ) ALONG WITH THE ACCESSORIES. RATE INCLUDES SURVEY COST AND LOCAL LIASIONING CHARGES. # | 0
1724 | 1724 | WORK CHANGE ORDER | 630108053 | 3 | 18.02.2021 | 1662725.02 | 31891028.1 | 33553753.12 | 0209 | FTTx IBD MUMB0209 Veena Happy Home | 3252599 | BLOWING OF 96F | 500 | M - Meter | 15 | 7500 | CHARGES FOR BLOWING OF 96F FIBRE. | 0
1725 | 1725 | WORK CHANGE ORDER | 630108053 | 3 | 18.02.2021 | 1662725.02 | 31891028.1 | 33553753.12 | 0209 | FTTx IBD MUMB0209 Veena Happy Home | 3294262 | BLOWING / PULLING-48 F | 700 | M - Meter | 10 | 7000 | PULLING/BLOWING OF OFC- 48 F INCLUDING ALL MATERIALS, LABOUR, TOOLS, TACKLES, ETC.. # | 0
1726 | 1726 | WORK CHANGE ORDER | 630108053 | 3 | 18.02.2021 | 1662725.02 | 31891028.1 | 33553753.12 | 0209 | FTTx IBD MUMB0209 Veena Happy Home | 3294264 | BLOWING / PULLING-12 F | 2000 | 2,000 | 7 | 14000 | PULLING/BLOWING OF OFC-12F INCLUDING ALL MATERIALS, LABOUR, TOOLS, TACKLES, ETC.. # | 0
1727 | 1727 | WORK CHANGE ORDER | 630108053 | 3 | 18.02.2021 | 1662725.02 | 31891028.1 | 33553753.12 | 0209 | FTTx IBD MUMB0209 Veena Happy Home | 3294265 | BLOWING / PULLING-6 F | 1000 | 1,000 | 5 | 5000 | PULLING/BLOWING OF OFC-6F INCLUDING ALL MATERIALS, LABOUR, TOOLS, TACKLES, ETC.. # | 0
1728 | 1728 | WORK CHANGE ORDER | 630108053 | 3 | 18.02.2021 | 1662725.02 | 31891028.1 | 33553753.12 | 0209 | FTTx IBD MUMB0209 Veena Happy Home | 3291570 | INSTLTN OF ACCESS CHAMBER 750X400X500 MM | 2 | 2 EA - each | 2328 | 4656 | INSTALLATION OF ACCESS CHAMBERS - SIZE - 750X400X500 MM DEEP.#INCLUDING COVER & LIFTING OF ACCESS CHAMBER-UPTO 50KMS INCLUDING HANDLING ,#EXCAVATION & | 0
1729 | 1729 | WORK CHANGE ORDER | 630108053 | 3 | 18.02.2021 | 1662725.02 | 31891028.1 | 33553753.12 | 0209 | FTTx IBD MUMB0209 Veena Happy Home | 3314518 | INST OF PULLING CHAMBER 400X400X500MM | 10 | 10 EA - each | 970 | 9700 | INSTALLATION OF PULLING CHAMBERS - SIZE - 400X400X500 MM DEEP ; INCLUDING COVER .#EXCAVATION & BACKFILLING OF PITS ETC AS PER DRAWINGS , SPECIFICATIONS#AND AS | 0
1730 | 1730 | WORK CHANGE ORDER | 630108053 | 3 | 18.02.2021 | 1662725.02 | 31891028.1 | 33553753.12 | 0209 | FTTx IBD MUMB0209 Veena Happy Home | 3294239 | CHRG;REINST,TRENCH,PCC-1:2:4,GRAVEL 20MM | 1 | 1 M3 - Cubic meter | 5335 | 5335 | CHARGES FOR REINSTATEMENT OF THE TRENCHES / PITS INCLUDING ALL MATERIALS , LABOUR, TOOLS TACKES ETC..BY PCC -1:2:4 GRAVEL SIZE - 20 MM & CURING FOR 7 DAYS. THIS ITEM | 0
1731 | 1731 | WORK CHANGE ORDER | 630108053 | 3 | 18.02.2021 | 1662725.02 | 31891028.1 | 33553753.12 | 0209 | FTTx IBD MUMB0209 Veena Happy Home | 3291785 | RSTRTN EXCVTD SURFACE- W/COLD BITUMEN | 10 | 10 M - Meter | 1000 | 10000 | CHARGES FOR RESTORATION OF THE EXCAVATED SURFACES USING THE COLD BITUMEN INCLUDING PROPER COMPACTION ETC. ALL COMPLETE INCLUDING ALL MATERIALS TOOLS TACKLES | 0
1732 | 1732 | WORK CHANGE ORDER | 630108053 | 3 | 18.02.2021 | 1662725.02 | 31891028.1 | 33553753.12 | 0209 | FTTx IBD MUMB0209 Veena Happy Home | 3291786 | RSTRTN EXCVTD SURFACES-W/ HOT BITUMEN | 10 | 10 M - Meter | 383 | 3830 | CHARGES FOR RESTORATION OF THE EXCAVATED SURFACES USING THE HOT BITUMEN INCLUDING PROPER COMPACTION ETC. ALL COMPLETE INCLUDING ALL MATERIALS TOOLS TACKLES | 0
1733 | 1733 | WORK CHANGE ORDER | 630108053 | 3 | 18.02.2021 | 1662725.02 | 31891028.1 | 33553753.12 | 0209 | FTTx IBD MUMB0209 Veena Happy Home | 3290664 | CHRG F/RESTORATN OF SURF ;W/EXT TILES | 30 | 30 M - Meter | 286 | 8580 | CHARGES FOR RESTORATION OF THE EXCAVATED SURFACES USING THE EXISTING TILES OVER 100 MM THICK CONCRETE BEDDING. THE COST TO INCLUDE THE COST OF THE TILES, | 0
1734 | 1734 | WORK CHANGE ORDER | 630108053 | 3 | 18.02.2021 | 1662725.02 | 31891028.1 | 33553753.12 | 0209 | FTTx IBD MUMB0209 Veena Happy Home | 3291784 | RSTRTN EXCVTD SURFACE-W/ PAVER BLOCK | 30 | 30 M - Meter | 631 | 18930 | CHARGES FOR RESTORATION OF THE EXCAVATED SURFACE USING NEW INTER LOCKING PAVER BLOCK OVER 100 MM THICK CONCRETE BEDDING. THE COST TO INCLUDE THE COST OF THE | 0
1735 | 1735 | WORK CHANGE ORDER | 630108053 | 3 | 18.02.2021 | 1662725.02 | 31891028.1 | 33553753.12 | 0209 | FTTx IBD MUMB0209 Veena Happy Home | 3291783 | RESTORATION OF EXCV SURFACE-W/KOTA STONE | 10 | 10 M - Meter | 550 | 5500 | CHARGES FOR RESTORATION OF THE EXCAVATED SURFACE USING NEW KOTA STONE OVER 100 MM THICK CONCRETE BEDDING. THE COST TO INCLUDE THE COST OF THE KOTA STONE , | 0
1736 | 1736 | WORK CHANGE ORDER | 630108053 | 3 | 18.02.2021 | 1662725.02 | 31891028.1 | 33553753.12 | 0209 | FTTx IBD MUMB0209 Veena Happy Home | 3290665 | CHRG F/RESTORATN OF SURF ;W/CHEQUED TILE | 30 | 30 M - Meter | 419 | 12570 | CHARGES FOR RESTORATION OF THE EXCAVATED SURFACE USING NEW INTER CHEQUERED TILE OVER 100 MM THICK CONCRETE BEDDING. THE COST TO INCLUDE THE COST OF THE KOTA | 0
1737 | 1737 | WORK CHANGE ORDER | 630108053 | 3 | 18.02.2021 | 1662725.02 | 31891028.1 | 33553753.12 | 0209 | FTTx IBD MUMB0209 Veena Happy Home | 3171149 | S/FIXING PVC CONDUIT 25 MM | 1000 | 1,000 | 60 | 60000 | S/FIXING PVC CONDUIT 25MM | 0
1738 | 1738 | WORK CHANGE ORDER | 630108053 | 3 | 18.02.2021 | 1662725.02 | 31891028.1 | 33553753.12 | 0209 | FTTx IBD MUMB0209 Veena Happy Home | 3171151 | S/FIXING PVC CONDUIT 40 MM | 600 | M - Meter | 111 | 66600 | S/FIXING PVC CONDUIT 40 MM | 0
1739 | 1739 | WORK CHANGE ORDER | 630108053 | 3 | 18.02.2021 | 1662725.02 | 31891028.1 | 33553753.12 | 0209 | FTTx IBD MUMB0209 Veena Happy Home | 3318608 | S&I 25MM PVC CONDUIT USING SCAFFOLDING | 100 | 100M - Meter | 133 | 13300 | SUPPLY AND INSTALLATION OF 25MM OUTER DIA CONDUIT ON EXTERNAL WALL WITH THE HELP OF JHOOLA HOLDING INCLUDING MANPOWER, COUPLERS, BENDS, TEES, SADDLES, CLAMPS, | 0
1740 | 1740 | WORK CHANGE ORDER | 630108053 | 3 | 18.02.2021 | 1662725.02 | 31891028.1 | 33553753.12 | 0209 | FTTx IBD MUMB0209 Veena Happy Home | 3318609 | S&I 40MM PVC CONDUIT USING SCAFFOLDING | 100 | 100M - Meter | 188 | 18800 | SUPPLY AND INSTALLATION OF 40MM OUTER DIA CONDUIT ON EXTERNAL WALL WITH THE HELP OF JHOOLA HOLDING INCLUDING MANPOWER, COUPLERS, BENDS, TEES, SADDLES, CLAMPS, | 0
1741 | 1741 | WORK CHANGE ORDER | 630108053 | 3 | 18.02.2021 | 1662725.02 | 31891028.1 | 33553753.12 | 0209 | FTTx IBD MUMB0209 Veena Happy Home | 3206508 | SUP&LAY FLEX PVC CONDUIT DIA 25MM | 200 | M - Meter | 71 | 14200 | Supplying and laying of following sizes of flexible PVC conduit along with conduit accessories complete as required. | 0
1742 | 1742 | WORK CHANGE ORDER | 630108053 | 3 | 18.02.2021 | 1662725.02 | 31891028.1 | 33553753.12 | 0209 | FTTx IBD MUMB0209 Veena Happy Home | 3206510 | SUP&LAY FLEX PVC CONDUIT DIA 40MM | 150 | M - Meter | 116 | 17400 | Supplying and laying of following sizes of flexible PVC conduit along with conduit | 0
1743 | 1743 | WORK CHANGE ORDER | 630108053 | 3 | 18.02.2021 | 1662725.02 | 31891028.1 | 33553753.12 | 0209 | FTTx IBD MUMB0209 Veena Happy Home | 3318971 | S&I 25MM FLEXI PVC CONDUIT W/SCAFFOLDING | 100 | 100M - Meter | 144 | 14400 | SUPPLY AND INSTALLATION OF 25MM DIA REINFORCED FLEXIBLE CONDUIT ON EXTERNAL WALL WITH THE HELP OF JHOOLA HOLDING INCLUDING MANPOWER, COUPLERS, BENDS, TEES, | 0
1744 | 1744 | WORK CHANGE ORDER | 630108053 | 3 | 18.02.2021 | 1662725.02 | 31891028.1 | 33553753.12 | 0209 | FTTx IBD MUMB0209 Veena Happy Home | 3318972 | S&I 40MM FLEXI PVC CONDUIT W/SCAFFOLDING | 100 | 100M - Meter | 194 | 19400 | SUPPLY AND INSTALLATION OF 40MM DIA REINFORCED FLEXIBLE CONDUIT ON EXTERNAL WALL WITH THE HELP OF JHOOLA HOLDING INCLUDING MANPOWER, COUPLERS, BENDS, TEES, | 0
1745 | 1745 | WORK CHANGE ORDER | 630108053 | 3 | 18.02.2021 | 1662725.02 | 31891028.1 | 33553753.12 | 0209 | FTTx IBD MUMB0209 Veena Happy Home | 3319687 | P&F PVC JUNCTION BOX 40MM,4-WAY | 150 | EA - each | 30 | 4500 | CHARGES FOR SUPPLYING AND FIXING OF PVC JUNCTION BOX 40MM,FOUR WAY IN REQUIRED POSITION ALONG THE LINE OF PVC CONDUIT# | 0
1746 | 1746 | WORK CHANGE ORDER | 630108053 | 3 | 18.02.2021 | 1662725.02 | 31891028.1 | 33553753.12 | 0209 | FTTx IBD MUMB0209 Veena Happy Home | 3319688 | P&F PVC JUNCTION BOX 40MM,3-WAY | 150 | EA - each | 30 | 4500 | CHARGES FOR SUPPLYING AND FIXING OF PVC JUNCTION BOX 40MM,THREE WAY IN REQUIRED POSITION ALONG THE LINE OF PVC CONDUIT# | 0
1747 | 1747 | WORK CHANGE ORDER | 630108053 | 3 | 18.02.2021 | 1662725.02 | 31891028.1 | 33553753.12 | 0209 | FTTx IBD MUMB0209 Veena Happy Home | 3192918 | CHRG:S/F:PVC JUNCTION BOX 25MM,4-WAY | 150 | 150EA - each | 19 | 2850 | CHARGES FOR SUPPLYING AND FIXING OF PVC JUNCTION BOX | 0
1748 | 1748 | WORK CHANGE ORDER | 630108053 | 3 | 18.02.2021 | 1662725.02 | 31891028.1 | 33553753.12 | 0209 | FTTx IBD MUMB0209 Veena Happy Home | 3192917 | CHRG:S/F:PVC JUNCTION BOX 25MM,3-WAY | 150 | 150EA - each | 19 | 2850 | CHARGES FOR SUPPLYING AND FIXING OF PVC JUNCTION BOX | 0
1749 | 1749 | WORK CHANGE ORDER | 630108053 | 3 | 18.02.2021 | 1662725.02 | 31891028.1 | 33553753.12 | 0209 | FTTx IBD MUMB0209 Veena Happy Home | 3259755 | INSTALLATION OF FDC | 15 | EA - each | 49 | 735 | Installation of Fibre Distribution Cabinet | 0
1750 | 1750 | WORK CHANGE ORDER | 630108053 | 3 | 18.02.2021 | 1662725.02 | 31891028.1 | 33553753.12 | 0209 | FTTx IBD MUMB0209 Veena Happy Home | 3294022 | INSTALLATION OF FAT (WALL/POLE MOUNTED) | 50 | 50 EA - each | 49 | 2450 | INSTALLATION OF FIBRE ACCESS TERMINAL (WALL/POLE MOUNTED)# | 0
1751 | 1751 | WORK CHANGE ORDER | 630108053 | 3 | 18.02.2021 | 1662725.02 | 31891028.1 | 33553753.12 | 0209 | FTTx IBD MUMB0209 Veena Happy Home | 3293902 | INSTALLATION LEVEL 1 ( S1 ) SPLITTER | 20 | EA - each | 49 | 980 | INSTALLATION OF FREE ISSUED SPLITTER AT SUGGESTED LOCATION INCLUDING ALL MANPOWER, TOOLS TACKLES, HARDWARES ETC. COMPLETE AS PER THE DRG AND DIRECTION OF | 0
1752 | 1752 | WORK CHANGE ORDER | 630108053 | 3 | 18.02.2021 | 1662725.02 | 31891028.1 | 33553753.12 | 0209 | FTTx IBD MUMB0209 Veena Happy Home | 3293903 | INSTALLATION LEVEL 2 ( S2 ) SPLITTER | 160 | EA - each | 49 | 7840 | INSTALLATION OF FREE ISSUED SPLITTER AT SUGGESTED LOCATION INCLUDING ALL MANPOWER, TOOLS TACKLES, HARDWARES ETC. COMPLETE AS PER THE DRG AND DIRECTION OF | 0
1753 | 1753 | WORK CHANGE ORDER | 630108053 | 3 | 18.02.2021 | 1662725.02 | 31891028.1 | 33553753.12 | 0209 | FTTx IBD MUMB0209 Veena Happy Home | 3252601 | SPLICING,JOINTING & TERMINATION-48F | 500 | 500.000 NOS - No. | 112 | 56000 | CHARGES FOR SPLICING,JOINTING & TERMINATION OF 48F FIBRE. | 0
1754 | 1754 | WORK CHANGE ORDER | 630108053 | 3 | 18.02.2021 | 1662725.02 | 31891028.1 | 33553753.12 | 0209 | FTTx IBD MUMB0209 Veena Happy Home | 3252602 | SPLICING,JOINTING & TERMINATION-96F | 192 | 192.000 NOS - No. | 112 | 21504 | CHARGES FOR SPLICING,JOINTING & TERMINATION OF 96F FIBRE. | 0
1755 | 1755 | WORK CHANGE ORDER | 630108053 | 3 | 18.02.2021 | 1662725.02 | 31891028.1 | 33553753.12 | 0209 | FTTx IBD MUMB0209 Veena Happy Home | 3300512 | SPLICING & TERM OFC,FIXED COST/DAY | 10 | EA - each | 2425 | 24250 | OFC SPLICING&TERMINATION-FIXED COST/DAY#JOB INVOLVES: 1) SPLICING & TERMINATION OF OFC CABLE AS DIRECTED BY EIC. 2) ALL TOOLS AND TACKLES, PPES, CONSUMABLES ARE IN | 0
1756 | 1756 | WORK CHANGE ORDER | 630108053 | 3 | 18.02.2021 | 1662725.02 | 31891028.1 | 33553753.12 | 0209 | FTTx IBD MUMB0209 Veena Happy Home | 3098777 | A11102-SELF ADHESIVE LABELS | 400 | 400.000 | 10 | 4000 | 420 | 0
1757 | 1757 | WORK CHANGE ORDER | 630108053 | 3 | 18.02.2021 | 1662725.02 | 31891028.1 | 33553753.12 | 0209 | FTTx IBD MUMB0209 Veena Happy Home | 3295194 | PREPARATION OF AS BUILT DRAWINGS SBP | 15 | 15 EA - each | 194 | 2910 | AS-BUILT DRAWING FOR ALL WORKS PERFORMED AS PER SCOPE | 0
1758 | 1758 | WORK CHANGE ORDER | 630108053 | 3 | 18.02.2021 | 1662725.02 | 31891028.1 | 33553753.12 | 0209 | FTTx IBD MUMB0209 Veena Happy Home | 3111341 | DISPOSAL OF WASTE MATERIALS DEBRIS ETC. | 15 | 15.000 NOS - No. | 679 | 10185 | Collection & disposal of various kinds of unwanted materials / debris | 0
1759 | 1759 | WORK CHANGE ORDER | 630108053 | 3 | 18.02.2021 | 1662725.02 | 31891028.1 | 33553753.12 | 0209 | FTTx IBD MUMB0209 Veena Happy Home | 3295891 | MATERIAL STORAGE & SECONDARY TRNSPT | 15 | 15 EA - each | 485 | 7275 | STORAGE AND SECONDARY TRANSPORTATION OF FIM MATERIAL TO BUILDINGS, TO BE CALCULATED PER BUILDING# | 0
1760 | 1760 | WORK CHANGE ORDER | 630108053 | 3 | 18.02.2021 | 1662725.02 | 31891028.1 | 33553753.12 | 0209 | FTTx IBD MUMB0209 Veena Happy Home | 3295897 | CHRG: PRE EXECUTION BUILDING SURVEY | 15 | 15 EA - each | 290 | 4350 | PRE EXECUTION BUILDING SURVEY:#THIS IS BUILDING SURVEY BEFORE DEPLOYMENT INSIDE BUILDING DEPLOYMENT/CONSTRUCTION INCLUDES LAYING OF CONDUITS AND OTHER ODN | 0
1761 | 1761 | WORK CHANGE ORDER | 630108053 | 3 | 18.02.2021 | 1662725.02 | 31891028.1 | 33553753.12 | 0209 | FTTx IBD MUMB0209 Veena Happy Home | 3318382 | CHRG DRILLING OF HOLE 25MM IN BRICK WALL | 50 | 50 EA - each | 82 | 4100 | CHARGES FOR DRILLING HOLES OF DIAMETER 25MM IN BRICK WALL WITH PROPER DRILL MACHINE AND REINSTATEMENT AFTER CONDUITING TO ENSURE WATER PROOFING OF HOLE.# | 0
1762 | 1762 | WORK CHANGE ORDER | 630108053 | 3 | 18.02.2021 | 1662725.02 | 31891028.1 | 33553753.12 | 0209 | FTTx IBD MUMB0209 Veena Happy Home | 3318381 | CHRG DRILLING OF HOLE 40MM IN BRICK WALL | 50 | 50 EA - each | 131 | 6550 | CHARGES FOR DRILLING HOLES OF DIAMETER 40MM IN BRICK WALL WITH PROPER DRILL MACHINE AND REINSTATEMENT AFTER CONDUITING TO ENSURE WATER PROOFING OF HOLE.# | 0
1763 | 1763 | WORK CHANGE ORDER | 630108053 | 3 | 18.02.2021 | 1662725.02 | 31891028.1 | 33553753.12 | 0209 | FTTx IBD MUMB0209 Veena Happy Home | 3318200 | CHRG DRILLING OF HOLE 25MM DIA IN RCC | 50 | 50 EA - each | 131 | 6550 | CHARGES FOR DRILLING HOLES OF DIAMETER 25MM IN RCC WITH PROPER DRILL MACHINE AND REINSTATEMENT AFTER CONDUITING TO ENSURE WATER PROOFING OF HOLE.# | 0
1764 | 1764 | WORK CHANGE ORDER | 630108053 | 3 | 18.02.2021 | 1662725.02 | 31891028.1 | 33553753.12 | 0209 | FTTx IBD MUMB0209 Veena Happy Home | 3297469 | CHRG:DRILLING OF HOLE 40MM DIA IN RCC | 50 | 50 EA - each | 165 | 8250 | CHARGES FOR DRILLING HOLES OF DIAMETER ~40MM IN RCC WITH PROPER DRILL MACHINE AND REINSTATEMENT AFTER CONDUITING TO ENSURE WATER PROOFING OF HOLE. | 0
1765 | 1765 | WORK CHANGE ORDER | 630108053 | 3 | 18.02.2021 | 1662725.02 | 31891028.1 | 33553753.12 | 0209 | FTTx IBD MUMB0209 Veena Happy Home | 3319692 | S&I SIMPLEX PLUG,F/40MM HDPE DUCT | 60 | EA - each | 49 | 2940 | CHARGES FOR SUPPLYING AND FIXING OF SIMPLEX PLUG FOR 40 MM HDPE DUCT# | 0
1766 | 1766 | WORK CHANGE ORDER | 630108053 | 3 | 18.02.2021 | 1662725.02 | 31891028.1 | 33553753.12 | 0211 | FTTx IBD MUMB0211 Prempuri Ashram | 3293883 | CHRG;SHALLOW TRENCH 40 OR 48MM 7WAY DUCT | 50 | 50 M - Meter | 160 | 8000 | EXCAVATION OF SHALLOW TRENCHES MANUALLY/CHIPPING/SLITTING UPTO A DEPTH OF 300 MM, WIDE UP TO 100 MM IN ASPHALT / CONCRETE / TILED SURFACE, LAYING 1 X 40 MM / 1 X 7 | 0
1767 | 1767 | WORK CHANGE ORDER | 630108053 | 3 | 18.02.2021 | 1662725.02 | 31891028.1 | 33553753.12 | 0211 | FTTx IBD MUMB0211 Prempuri Ashram | 3314515 | CHRG:SHALLOW TREN 40MM DUCT W/2 NOS | 50 | 50 M - Meter | 160 | 8000 | EXCAVATION OF SHALLOW TRENCHES MANUALLY/CHIPPING/SLITTING IN ASPHALT / CONCRETE / TILED SURFACE, LAYING 2 NOS 40 MM DUCT AND FILLING THE COMPLETE DEPTH, INCLUDING | 0
1768 | 1768 | WORK CHANGE ORDER | 630108053 | 3 | 18.02.2021 | 1662725.02 | 31891028.1 | 33553753.12 | 0211 | FTTx IBD MUMB0211 Prempuri Ashram | 3293878 | CHRG;CLAMPING-1X40MM/1X7WAY MICRO DUCT | 100 | 100M - Meter | 49 | 4900 | CLAMPING OF THE DUCTS 1 X 40 MM / 1 X 7 WAY MICRO DUCT ( 48 MM OD ) ALONG THE WALL WITH THE HELP OF CLAMPING AT EVERY 1 M C/C# | 0
1769 | 1769 | WORK CHANGE ORDER | 630108053 | 3 | 18.02.2021 | 1662725.02 | 31891028.1 | 33553753.12 | 0211 | FTTx IBD MUMB0211 Prempuri Ashram | 3292713 | CHRGS FOR TRANS&INST OF ADSS CABLE-96F | 500 | 500M - Meter | 40 | 20000 | CHARGES FOR TRANSPORTATION & INSTALLATION OF ADSS CABLE- EIC - 96F# | 0
1770 | 1770 | WORK CHANGE ORDER | 630108053 | 3 | 18.02.2021 | 1662725.02 | 31891028.1 | 33553753.12 | 0211 | FTTx IBD MUMB0211 Prempuri Ashram | 3294064 | INSTALLATION 48 F ADSS / FIG 8 CABLE | 1000 | 1,000 | 34 | 34000 | INSTALLATION OF THE AERIAL CABLE (48 F ADSS / FIG 8 ) ALONG WITH THE ACCESSORIES. RATE INCLUDES SURVEY COST AND LOCAL LIASIONING CHARGES. | 0
1771 | 1771 | WORK CHANGE ORDER | 630108053 | 3 | 18.02.2021 | 1662725.02 | 31891028.1 | 33553753.12 | 0211 | FTTx IBD MUMB0211 Prempuri Ashram | 3294065 | INSTALLATION12F ADSS / FIG 8 CABLE | 1500 | 1,500 | 24 | 36000 | INSTALLATION OF THE AERIAL CABLE (12 F ADSS / FIG 8 ) ALONG WITH THE ACCESSORIES. RATE INCLUDES SURVEY COST AND LOCAL LIASIONING CHARGES. | 0
1772 | 1772 | WORK CHANGE ORDER | 630108053 | 3 | 18.02.2021 | 1662725.02 | 31891028.1 | 33553753.12 | 0211 | FTTx IBD MUMB0211 Prempuri Ashram | 3294710 | INSTALLATION 6F ADSS / FIG 8 CABLE | 500 | M - Meter | 19 | 9500 | INSTALLATION OF THE AERIAL CABLE (6 F ADSS / FIG 8 ) ALONG WITH THE ACCESSORIES. RATE INCLUDES SURVEY COST AND LOCAL LIASIONING CHARGES. # | 0
1773 | 1773 | WORK CHANGE ORDER | 630108053 | 3 | 18.02.2021 | 1662725.02 | 31891028.1 | 33553753.12 | 0211 | FTTx IBD MUMB0211 Prempuri Ashram | 3252599 | BLOWING OF 96F | 500 | M - Meter | 15 | 7500 | CHARGES FOR BLOWING OF 96F FIBRE. | 0
1774 | 1774 | WORK CHANGE ORDER | 630108053 | 3 | 18.02.2021 | 1662725.02 | 31891028.1 | 33553753.12 | 0211 | FTTx IBD MUMB0211 Prempuri Ashram | 3294262 | BLOWING / PULLING-48 F | 700 | M - Meter | 10 | 7000 | PULLING/BLOWING OF OFC- 48 F INCLUDING ALL MATERIALS, LABOUR, TOOLS, TACKLES, ETC.. # | 0
1775 | 1775 | WORK CHANGE ORDER | 630108053 | 3 | 18.02.2021 | 1662725.02 | 31891028.1 | 33553753.12 | 0211 | FTTx IBD MUMB0211 Prempuri Ashram | 3294264 | BLOWING / PULLING-12 F | 2000 | 2,000 | 7 | 14000 | PULLING/BLOWING OF OFC-12F INCLUDING ALL MATERIALS, LABOUR, TOOLS, TACKLES, ETC.. # | 0
1776 | 1776 | WORK CHANGE ORDER | 630108053 | 3 | 18.02.2021 | 1662725.02 | 31891028.1 | 33553753.12 | 0211 | FTTx IBD MUMB0211 Prempuri Ashram | 3294265 | BLOWING / PULLING-6 F | 1000 | 1,000 | 5 | 5000 | PULLING/BLOWING OF OFC-6F INCLUDING ALL MATERIALS, LABOUR, TOOLS, TACKLES, ETC.. # | 0
1777 | 1777 | WORK CHANGE ORDER | 630108053 | 3 | 18.02.2021 | 1662725.02 | 31891028.1 | 33553753.12 | 0211 | FTTx IBD MUMB0211 Prempuri Ashram | 3291570 | INSTLTN OF ACCESS CHAMBER 750X400X500 MM | 2 | 2 EA - each | 2328 | 4656 | INSTALLATION OF ACCESS CHAMBERS - SIZE - 750X400X500 MM DEEP.#INCLUDING COVER & LIFTING OF ACCESS CHAMBER-UPTO 50KMS INCLUDING HANDLING ,#EXCAVATION & | 0
1778 | 1778 | WORK CHANGE ORDER | 630108053 | 3 | 18.02.2021 | 1662725.02 | 31891028.1 | 33553753.12 | 0211 | FTTx IBD MUMB0211 Prempuri Ashram | 3314518 | INST OF PULLING CHAMBER 400X400X500MM | 10 | 10 EA - each | 970 | 9700 | INSTALLATION OF PULLING CHAMBERS - SIZE - 400X400X500 MM DEEP ; INCLUDING COVER .#EXCAVATION & BACKFILLING OF PITS ETC AS PER DRAWINGS , SPECIFICATIONS#AND AS | 0
1779 | 1779 | WORK CHANGE ORDER | 630108053 | 3 | 18.02.2021 | 1662725.02 | 31891028.1 | 33553753.12 | 0211 | FTTx IBD MUMB0211 Prempuri Ashram | 3294239 | CHRG;REINST,TRENCH,PCC-1:2:4,GRAVEL 20MM | 1 | 1 M3 - Cubic meter | 5335 | 5335 | CHARGES FOR REINSTATEMENT OF THE TRENCHES / PITS INCLUDING ALL MATERIALS , LABOUR, TOOLS TACKES ETC..BY PCC -1:2:4 GRAVEL SIZE - 20 MM & CURING FOR 7 DAYS. THIS ITEM | 0
1780 | 1780 | WORK CHANGE ORDER | 630108053 | 3 | 18.02.2021 | 1662725.02 | 31891028.1 | 33553753.12 | 0211 | FTTx IBD MUMB0211 Prempuri Ashram | 3291785 | RSTRTN EXCVTD SURFACE- W/COLD BITUMEN | 10 | 10 M - Meter | 1000 | 10000 | CHARGES FOR RESTORATION OF THE EXCAVATED SURFACES USING THE COLD BITUMEN INCLUDING PROPER COMPACTION ETC. ALL COMPLETE INCLUDING ALL MATERIALS TOOLS TACKLES | 0
1781 | 1781 | WORK CHANGE ORDER | 630108053 | 3 | 18.02.2021 | 1662725.02 | 31891028.1 | 33553753.12 | 0211 | FTTx IBD MUMB0211 Prempuri Ashram | 3291786 | RSTRTN EXCVTD SURFACES-W/ HOT BITUMEN | 10 | 10 M - Meter | 383 | 3830 | CHARGES FOR RESTORATION OF THE EXCAVATED SURFACES USING THE HOT BITUMEN INCLUDING PROPER COMPACTION ETC. ALL COMPLETE INCLUDING ALL MATERIALS TOOLS TACKLES | 0
1782 | 1782 | WORK CHANGE ORDER | 630108053 | 3 | 18.02.2021 | 1662725.02 | 31891028.1 | 33553753.12 | 0211 | FTTx IBD MUMB0211 Prempuri Ashram | 3290664 | CHRG F/RESTORATN OF SURF ;W/EXT TILES | 30 | 30 M - Meter | 286 | 8580 | CHARGES FOR RESTORATION OF THE EXCAVATED SURFACES USING THE EXISTING TILES OVER 100 MM THICK CONCRETE BEDDING. THE COST TO INCLUDE THE COST OF THE TILES, | 0
1783 | 1783 | WORK CHANGE ORDER | 630108053 | 3 | 18.02.2021 | 1662725.02 | 31891028.1 | 33553753.12 | 0211 | FTTx IBD MUMB0211 Prempuri Ashram | 3291784 | RSTRTN EXCVTD SURFACE-W/ PAVER BLOCK | 30 | 30 M - Meter | 631 | 18930 | CHARGES FOR RESTORATION OF THE EXCAVATED SURFACE USING NEW INTER LOCKING PAVER BLOCK OVER 100 MM THICK CONCRETE BEDDING. THE COST TO INCLUDE THE COST OF THE | 0
1784 | 1784 | WORK CHANGE ORDER | 630108053 | 3 | 18.02.2021 | 1662725.02 | 31891028.1 | 33553753.12 | 0211 | FTTx IBD MUMB0211 Prempuri Ashram | 3291783 | RESTORATION OF EXCV SURFACE-W/KOTA STONE | 10 | 10 M - Meter | 550 | 5500 | CHARGES FOR RESTORATION OF THE EXCAVATED SURFACE USING NEW KOTA STONE OVER 100 MM THICK CONCRETE BEDDING. THE COST TO INCLUDE THE COST OF THE KOTA STONE , | 0
1785 | 1785 | WORK CHANGE ORDER | 630108053 | 3 | 18.02.2021 | 1662725.02 | 31891028.1 | 33553753.12 | 0211 | FTTx IBD MUMB0211 Prempuri Ashram | 3290665 | CHRG F/RESTORATN OF SURF ;W/CHEQUED TILE | 30 | 30 M - Meter | 419 | 12570 | CHARGES FOR RESTORATION OF THE EXCAVATED SURFACE USING NEW INTER CHEQUERED TILE OVER 100 MM THICK CONCRETE BEDDING. THE COST TO INCLUDE THE COST OF THE KOTA | 0
1786 | 1786 | WORK CHANGE ORDER | 630108053 | 3 | 18.02.2021 | 1662725.02 | 31891028.1 | 33553753.12 | 0211 | FTTx IBD MUMB0211 Prempuri Ashram | 3171149 | S/FIXING PVC CONDUIT 25 MM | 1000 | 1,000 | 60 | 60000 | S/FIXING PVC CONDUIT 25MM | 0
1787 | 1787 | WORK CHANGE ORDER | 630108053 | 3 | 18.02.2021 | 1662725.02 | 31891028.1 | 33553753.12 | 0211 | FTTx IBD MUMB0211 Prempuri Ashram | 3171151 | S/FIXING PVC CONDUIT 40 MM | 600 | M - Meter | 111 | 66600 | S/FIXING PVC CONDUIT 40 MM | 0
1788 | 1788 | WORK CHANGE ORDER | 630108053 | 3 | 18.02.2021 | 1662725.02 | 31891028.1 | 33553753.12 | 0211 | FTTx IBD MUMB0211 Prempuri Ashram | 3318608 | S&I 25MM PVC CONDUIT USING SCAFFOLDING | 100 | 100M - Meter | 133 | 13300 | SUPPLY AND INSTALLATION OF 25MM OUTER DIA CONDUIT ON EXTERNAL WALL WITH THE HELP OF JHOOLA HOLDING INCLUDING MANPOWER, COUPLERS, BENDS, TEES, SADDLES, CLAMPS, | 0
1789 | 1789 | WORK CHANGE ORDER | 630108053 | 3 | 18.02.2021 | 1662725.02 | 31891028.1 | 33553753.12 | 0211 | FTTx IBD MUMB0211 Prempuri Ashram | 3318609 | S&I 40MM PVC CONDUIT USING SCAFFOLDING | 100 | 100M - Meter | 188 | 18800 | SUPPLY AND INSTALLATION OF 40MM OUTER DIA CONDUIT ON EXTERNAL WALL WITH THE HELP OF JHOOLA HOLDING INCLUDING MANPOWER, COUPLERS, BENDS, TEES, SADDLES, CLAMPS, | 0
1790 | 1790 | WORK CHANGE ORDER | 630108053 | 3 | 18.02.2021 | 1662725.02 | 31891028.1 | 33553753.12 | 0211 | FTTx IBD MUMB0211 Prempuri Ashram | 3206508 | SUP&LAY FLEX PVC CONDUIT DIA 25MM | 200 | M - Meter | 71 | 14200 | Supplying and laying of following sizes of flexible PVC conduit along with conduit accessories complete as required. | 0
1791 | 1791 | WORK CHANGE ORDER | 630108053 | 3 | 18.02.2021 | 1662725.02 | 31891028.1 | 33553753.12 | 0211 | FTTx IBD MUMB0211 Prempuri Ashram | 3206510 | SUP&LAY FLEX PVC CONDUIT DIA 40MM | 150 | M - Meter | 116 | 17400 | Supplying and laying of following sizes of flexible PVC conduit along with conduit | 0
1792 | 1792 | WORK CHANGE ORDER | 630108053 | 3 | 18.02.2021 | 1662725.02 | 31891028.1 | 33553753.12 | 0211 | FTTx IBD MUMB0211 Prempuri Ashram | 3318971 | S&I 25MM FLEXI PVC CONDUIT W/SCAFFOLDING | 100 | 100M - Meter | 144 | 14400 | SUPPLY AND INSTALLATION OF 25MM DIA REINFORCED FLEXIBLE CONDUIT ON EXTERNAL WALL WITH THE HELP OF JHOOLA HOLDING INCLUDING MANPOWER, COUPLERS, BENDS, TEES, | 0
1793 | 1793 | WORK CHANGE ORDER | 630108053 | 3 | 18.02.2021 | 1662725.02 | 31891028.1 | 33553753.12 | 0211 | FTTx IBD MUMB0211 Prempuri Ashram | 3318972 | S&I 40MM FLEXI PVC CONDUIT W/SCAFFOLDING | 100 | 100M - Meter | 194 | 19400 | SUPPLY AND INSTALLATION OF 40MM DIA REINFORCED FLEXIBLE CONDUIT ON EXTERNAL WALL WITH THE HELP OF JHOOLA HOLDING INCLUDING MANPOWER, COUPLERS, BENDS, TEES, | 0
1794 | 1794 | WORK CHANGE ORDER | 630108053 | 3 | 18.02.2021 | 1662725.02 | 31891028.1 | 33553753.12 | 0211 | FTTx IBD MUMB0211 Prempuri Ashram | 3319687 | P&F PVC JUNCTION BOX 40MM,4-WAY | 150 | EA - each | 30 | 4500 | CHARGES FOR SUPPLYING AND FIXING OF PVC JUNCTION BOX 40MM,FOUR WAY IN REQUIRED POSITION ALONG THE LINE OF PVC CONDUIT# | 0
1795 | 1795 | WORK CHANGE ORDER | 630108053 | 3 | 18.02.2021 | 1662725.02 | 31891028.1 | 33553753.12 | 0211 | FTTx IBD MUMB0211 Prempuri Ashram | 3319688 | P&F PVC JUNCTION BOX 40MM,3-WAY | 150 | EA - each | 30 | 4500 | CHARGES FOR SUPPLYING AND FIXING OF PVC JUNCTION BOX 40MM,THREE WAY IN REQUIRED POSITION ALONG THE LINE OF PVC CONDUIT# | 0
1796 | 1796 | WORK CHANGE ORDER | 630108053 | 3 | 18.02.2021 | 1662725.02 | 31891028.1 | 33553753.12 | 0211 | FTTx IBD MUMB0211 Prempuri Ashram | 3192918 | CHRG:S/F:PVC JUNCTION BOX 25MM,4-WAY | 150 | 150EA - each | 19 | 2850 | CHARGES FOR SUPPLYING AND FIXING OF PVC JUNCTION BOX | 0
1797 | 1797 | WORK CHANGE ORDER | 630108053 | 3 | 18.02.2021 | 1662725.02 | 31891028.1 | 33553753.12 | 0211 | FTTx IBD MUMB0211 Prempuri Ashram | 3192917 | CHRG:S/F:PVC JUNCTION BOX 25MM,3-WAY | 150 | 150EA - each | 19 | 2850 | CHARGES FOR SUPPLYING AND FIXING OF PVC JUNCTION BOX | 0
1798 | 1798 | WORK CHANGE ORDER | 630108053 | 3 | 18.02.2021 | 1662725.02 | 31891028.1 | 33553753.12 | 0211 | FTTx IBD MUMB0211 Prempuri Ashram | 3259755 | INSTALLATION OF FDC | 15 | EA - each | 49 | 735 | Installation of Fibre Distribution Cabinet | 0
1799 | 1799 | WORK CHANGE ORDER | 630108053 | 3 | 18.02.2021 | 1662725.02 | 31891028.1 | 33553753.12 | 0211 | FTTx IBD MUMB0211 Prempuri Ashram | 3294022 | INSTALLATION OF FAT (WALL/POLE MOUNTED) | 50 | 50 EA - each | 49 | 2450 | INSTALLATION OF FIBRE ACCESS TERMINAL (WALL/POLE MOUNTED)# | 0
1800 | 1800 | WORK CHANGE ORDER | 630108053 | 3 | 18.02.2021 | 1662725.02 | 31891028.1 | 33553753.12 | 0211 | FTTx IBD MUMB0211 Prempuri Ashram | 3293902 | INSTALLATION LEVEL 1 ( S1 ) SPLITTER | 20 | EA - each | 49 | 980 | INSTALLATION OF FREE ISSUED SPLITTER AT SUGGESTED LOCATION INCLUDING ALL MANPOWER, TOOLS TACKLES, HARDWARES ETC. COMPLETE AS PER THE DRG AND DIRECTION OF | 0
1801 | 1801 | WORK CHANGE ORDER | 630108053 | 3 | 18.02.2021 | 1662725.02 | 31891028.1 | 33553753.12 | 0211 | FTTx IBD MUMB0211 Prempuri Ashram | 3293903 | INSTALLATION LEVEL 2 ( S2 ) SPLITTER | 160 | EA - each | 49 | 7840 | INSTALLATION OF FREE ISSUED SPLITTER AT SUGGESTED LOCATION INCLUDING ALL MANPOWER, TOOLS TACKLES, HARDWARES ETC. COMPLETE AS PER THE DRG AND DIRECTION OF | 0
1802 | 1802 | WORK CHANGE ORDER | 630108053 | 3 | 18.02.2021 | 1662725.02 | 31891028.1 | 33553753.12 | 0211 | FTTx IBD MUMB0211 Prempuri Ashram | 3252601 | SPLICING,JOINTING & TERMINATION-48F | 500 | 500.000 NOS - No. | 112 | 56000 | CHARGES FOR SPLICING,JOINTING & TERMINATION OF 48F FIBRE. | 0
1803 | 1803 | WORK CHANGE ORDER | 630108053 | 3 | 18.02.2021 | 1662725.02 | 31891028.1 | 33553753.12 | 0211 | FTTx IBD MUMB0211 Prempuri Ashram | 3252602 | SPLICING,JOINTING & TERMINATION-96F | 192 | 192.000 NOS - No. | 112 | 21504 | CHARGES FOR SPLICING,JOINTING & TERMINATION OF 96F FIBRE. | 0
1804 | 1804 | WORK CHANGE ORDER | 630108053 | 3 | 18.02.2021 | 1662725.02 | 31891028.1 | 33553753.12 | 0211 | FTTx IBD MUMB0211 Prempuri Ashram | 3300512 | SPLICING & TERM OFC,FIXED COST/DAY | 10 | EA - each | 2425 | 24250 | OFC SPLICING&TERMINATION-FIXED COST/DAY#JOB INVOLVES: 1) SPLICING & TERMINATION OF OFC CABLE AS DIRECTED BY EIC. 2) ALL TOOLS AND TACKLES, PPES, CONSUMABLES ARE IN | 0
1805 | 1805 | WORK CHANGE ORDER | 630108053 | 3 | 18.02.2021 | 1662725.02 | 31891028.1 | 33553753.12 | 0211 | FTTx IBD MUMB0211 Prempuri Ashram | 3098777 | A11102-SELF ADHESIVE LABELS | 400 | 400.000 | 10 | 4000 | 420 | 0
1806 | 1806 | WORK CHANGE ORDER | 630108053 | 3 | 18.02.2021 | 1662725.02 | 31891028.1 | 33553753.12 | 0211 | FTTx IBD MUMB0211 Prempuri Ashram | 3295194 | PREPARATION OF AS BUILT DRAWINGS SBP | 15 | 15 EA - each | 194 | 2910 | AS-BUILT DRAWING FOR ALL WORKS PERFORMED AS PER SCOPE | 0
1807 | 1807 | WORK CHANGE ORDER | 630108053 | 3 | 18.02.2021 | 1662725.02 | 31891028.1 | 33553753.12 | 0211 | FTTx IBD MUMB0211 Prempuri Ashram | 3111341 | DISPOSAL OF WASTE MATERIALS DEBRIS ETC. | 15 | 15.000 NOS - No. | 679 | 10185 | Collection & disposal of various kinds of unwanted materials / debris | 0
1808 | 1808 | WORK CHANGE ORDER | 630108053 | 3 | 18.02.2021 | 1662725.02 | 31891028.1 | 33553753.12 | 0211 | FTTx IBD MUMB0211 Prempuri Ashram | 3295891 | MATERIAL STORAGE & SECONDARY TRNSPT | 15 | 15 EA - each | 485 | 7275 | STORAGE AND SECONDARY TRANSPORTATION OF FIM MATERIAL TO BUILDINGS, TO BE CALCULATED PER BUILDING# | 0
1809 | 1809 | WORK CHANGE ORDER | 630108053 | 3 | 18.02.2021 | 1662725.02 | 31891028.1 | 33553753.12 | 0211 | FTTx IBD MUMB0211 Prempuri Ashram | 3295897 | CHRG: PRE EXECUTION BUILDING SURVEY | 15 | 15 EA - each | 290 | 4350 | PRE EXECUTION BUILDING SURVEY:#THIS IS BUILDING SURVEY BEFORE DEPLOYMENT INSIDE BUILDING DEPLOYMENT/CONSTRUCTION INCLUDES LAYING OF CONDUITS AND OTHER ODN | 0
1810 | 1810 | WORK CHANGE ORDER | 630108053 | 3 | 18.02.2021 | 1662725.02 | 31891028.1 | 33553753.12 | 0211 | FTTx IBD MUMB0211 Prempuri Ashram | 3318382 | CHRG DRILLING OF HOLE 25MM IN BRICK WALL | 50 | 50 EA - each | 82 | 4100 | CHARGES FOR DRILLING HOLES OF DIAMETER 25MM IN BRICK WALL WITH PROPER DRILL MACHINE AND REINSTATEMENT AFTER CONDUITING TO ENSURE WATER PROOFING OF HOLE.# | 0
1811 | 1811 | WORK CHANGE ORDER | 630108053 | 3 | 18.02.2021 | 1662725.02 | 31891028.1 | 33553753.12 | 0211 | FTTx IBD MUMB0211 Prempuri Ashram | 3318381 | CHRG DRILLING OF HOLE 40MM IN BRICK WALL | 50 | 50 EA - each | 131 | 6550 | CHARGES FOR DRILLING HOLES OF DIAMETER 40MM IN BRICK WALL WITH PROPER DRILL MACHINE AND REINSTATEMENT AFTER CONDUITING TO ENSURE WATER PROOFING OF HOLE.# | 0
1812 | 1812 | WORK CHANGE ORDER | 630108053 | 3 | 18.02.2021 | 1662725.02 | 31891028.1 | 33553753.12 | 0211 | FTTx IBD MUMB0211 Prempuri Ashram | 3318200 | CHRG DRILLING OF HOLE 25MM DIA IN RCC | 50 | 50 EA - each | 131 | 6550 | CHARGES FOR DRILLING HOLES OF DIAMETER 25MM IN RCC WITH PROPER DRILL MACHINE AND REINSTATEMENT AFTER | 0
1813 | 1813 | WORK CHANGE ORDER | 630108053 | 3 | 18.02.2021 | 1662725.02 | 31891028.1 | 33553753.12 | 0211 | FTTx IBD MUMB0211 Prempuri Ashram | 3297469 | CHRG:DRILLING OF HOLE 40MM DIA IN RCC | 50 | 50 EA - each | 165 | 8250 | CHARGES FOR DRILLING HOLES OF DIAMETER ~40MM IN RCC WITH PROPER DRILL MACHINE AND REINSTATEMENT AFTER CONDUITING TO ENSURE WATER PROOFING OF HOLE. | 0
1814 | 1814 | WORK CHANGE ORDER | 630108053 | 3 | 18.02.2021 | 1662725.02 | 31891028.1 | 33553753.12 | 0211 | FTTx IBD MUMB0211 Prempuri Ashram | 3319692 | S&I SIMPLEX PLUG,F/40MM HDPE DUCT | 60 | EA - each | 49 | 2940 | CHARGES FOR SUPPLYING AND FIXING OF SIMPLEX PLUG FOR 40 MM HDPE DUCT# | 0
1815 | 1815 | WORK CHANGE ORDER | 630108053 | 3 | 18.02.2021 | 1662725.02 | 31891028.1 | 33553753.12 | 0223 | FTTx IBD MUMB0223 Empire Estate | 3293883 | CHRG;SHALLOW TRENCH 40 OR 48MM 7WAY DUCT | 50 | 50 M - Meter | 160 | 8000 | EXCAVATION OF SHALLOW TRENCHES MANUALLY/CHIPPING/SLITTING UPTO A DEPTH OF 300 MM, WIDE UP TO 100 MM IN ASPHALT / CONCRETE / TILED SURFACE, LAYING 1 X 40 MM / 1 X 7 | 0
1816 | 1816 | WORK CHANGE ORDER | 630108053 | 3 | 18.02.2021 | 1662725.02 | 31891028.1 | 33553753.12 | 0223 | FTTx IBD MUMB0223 Empire Estate | 3314515 | CHRG:SHALLOW TREN 40MM DUCT W/2 NOS | 50 | 50 M - Meter | 160 | 8000 | EXCAVATION OF SHALLOW TRENCHES MANUALLY/CHIPPING/SLITTING IN ASPHALT / CONCRETE / TILED SURFACE, LAYING 2 NOS 40 MM DUCT AND FILLING THE COMPLETE DEPTH, INCLUDING | 0
1817 | 1817 | WORK CHANGE ORDER | 630108053 | 3 | 18.02.2021 | 1662725.02 | 31891028.1 | 33553753.12 | 0223 | FTTx IBD MUMB0223 Empire Estate | 3293878 | CHRG;CLAMPING-1X40MM/1X7WAY MICRO DUCT | 100 | 100M - Meter | 49 | 4900 | CLAMPING OF THE DUCTS 1 X 40 MM / 1 X 7 WAY MICRO DUCT ( 48 MM OD ) ALONG THE WALL WITH THE HELP OF CLAMPING AT EVERY 1 M C/C# | 0
1818 | 1818 | WORK CHANGE ORDER | 630108053 | 3 | 18.02.2021 | 1662725.02 | 31891028.1 | 33553753.12 | 0223 | FTTx IBD MUMB0223 Empire Estate | 3292713 | CHRGS FOR TRANS&INST OF ADSS CABLE-96F | 500 | 500M - Meter | 40 | 20000 | CHARGES FOR TRANSPORTATION & INSTALLATION OF ADSS CABLE- EIC - 96F# | 0
1819 | 1819 | WORK CHANGE ORDER | 630108053 | 3 | 18.02.2021 | 1662725.02 | 31891028.1 | 33553753.12 | 0223 | FTTx IBD MUMB0223 Empire Estate | 3294064 | INSTALLATION 48 F ADSS / FIG 8 CABLE | 1000 | 1,000 | 34 | 34000 | INSTALLATION OF THE AERIAL CABLE (48 F ADSS / FIG 8 ) ALONG WITH THE ACCESSORIES. RATE INCLUDES SURVEY COST AND LOCAL LIASIONING CHARGES. | 0
1820 | 1820 | WORK CHANGE ORDER | 630108053 | 3 | 18.02.2021 | 1662725.02 | 31891028.1 | 33553753.12 | 0223 | FTTx IBD MUMB0223 Empire Estate | 3294065 | INSTALLATION12F ADSS / FIG 8 CABLE | 1500 | 1,500 | 24 | 36000 | INSTALLATION OF THE AERIAL CABLE (12 F ADSS / FIG 8 ) ALONG WITH THE ACCESSORIES. RATE INCLUDES SURVEY COST AND LOCAL LIASIONING CHARGES. | 0
1821 | 1821 | WORK CHANGE ORDER | 630108053 | 3 | 18.02.2021 | 1662725.02 | 31891028.1 | 33553753.12 | 0223 | FTTx IBD MUMB0223 Empire Estate | 3294710 | INSTALLATION 6F ADSS / FIG 8 CABLE | 500 | M - Meter | 19 | 9500 | INSTALLATION OF THE AERIAL CABLE (6 F ADSS / FIG 8 ) ALONG WITH THE ACCESSORIES. RATE INCLUDES SURVEY COST AND LOCAL LIASIONING CHARGES. # | 0
1822 | 1822 | WORK CHANGE ORDER | 630108053 | 3 | 18.02.2021 | 1662725.02 | 31891028.1 | 33553753.12 | 0223 | FTTx IBD MUMB0223 Empire Estate | 3252599 | BLOWING OF 96F | 500 | M - Meter | 15 | 7500 | CHARGES FOR BLOWING OF 96F FIBRE. | 0
1823 | 1823 | WORK CHANGE ORDER | 630108053 | 3 | 18.02.2021 | 1662725.02 | 31891028.1 | 33553753.12 | 0223 | FTTx IBD MUMB0223 Empire Estate | 3294262 | BLOWING / PULLING-48 F | 700 | M - Meter | 10 | 7000 | PULLING/BLOWING OF OFC- 48 F INCLUDING ALL MATERIALS, LABOUR, TOOLS, TACKLES, ETC.. # | 0
1824 | 1824 | WORK CHANGE ORDER | 630108053 | 3 | 18.02.2021 | 1662725.02 | 31891028.1 | 33553753.12 | 0223 | FTTx IBD MUMB0223 Empire Estate | 3294264 | BLOWING / PULLING-12 F | 2000 | 2,000 | 7 | 14000 | PULLING/BLOWING OF OFC-12F INCLUDING ALL MATERIALS, LABOUR, TOOLS, TACKLES, ETC.. # | 0
1825 | 1825 | WORK CHANGE ORDER | 630108053 | 3 | 18.02.2021 | 1662725.02 | 31891028.1 | 33553753.12 | 0223 | FTTx IBD MUMB0223 Empire Estate | 3294265 | BLOWING / PULLING-6 F | 1000 | 1,000 | 5 | 5000 | PULLING/BLOWING OF OFC-6F INCLUDING ALL MATERIALS, LABOUR, TOOLS, TACKLES, ETC.. # | 0
1826 | 1826 | WORK CHANGE ORDER | 630108053 | 3 | 18.02.2021 | 1662725.02 | 31891028.1 | 33553753.12 | 0223 | FTTx IBD MUMB0223 Empire Estate | 3291570 | INSTLTN OF ACCESS CHAMBER 750X400X500 MM | 2 | 2 EA - each | 2328 | 4656 | INSTALLATION OF ACCESS CHAMBERS - SIZE - 750X400X500 MM DEEP.#INCLUDING COVER & LIFTING OF ACCESS CHAMBER-UPTO 50KMS INCLUDING HANDLING ,#EXCAVATION & | 0
1827 | 1827 | WORK CHANGE ORDER | 630108053 | 3 | 18.02.2021 | 1662725.02 | 31891028.1 | 33553753.12 | 0223 | FTTx IBD MUMB0223 Empire Estate | 3314518 | INST OF PULLING CHAMBER 400X400X500MM | 10 | 10 EA - each | 970 | 9700 | INSTALLATION OF PULLING CHAMBERS - SIZE - 400X400X500 MM DEEP ; INCLUDING COVER .#EXCAVATION & BACKFILLING OF PITS ETC AS PER DRAWINGS , SPECIFICATIONS#AND AS | 0
1828 | 1828 | WORK CHANGE ORDER | 630108053 | 3 | 18.02.2021 | 1662725.02 | 31891028.1 | 33553753.12 | 0223 | FTTx IBD MUMB0223 Empire Estate | 3294239 | CHRG;REINST,TRENCH,PCC-1:2:4,GRAVEL 20MM | 1 | 1 M3 - Cubic meter | 5335 | 5335 | CHARGES FOR REINSTATEMENT OF THE TRENCHES / PITS INCLUDING ALL MATERIALS , LABOUR, TOOLS TACKES ETC..BY PCC -1:2:4 GRAVEL SIZE - 20 MM & CURING FOR 7 DAYS. THIS ITEM | 0
1829 | 1829 | WORK CHANGE ORDER | 630108053 | 3 | 18.02.2021 | 1662725.02 | 31891028.1 | 33553753.12 | 0223 | FTTx IBD MUMB0223 Empire Estate | 3291785 | RSTRTN EXCVTD SURFACE- W/COLD BITUMEN | 10 | 10 M - Meter | 1000 | 10000 | CHARGES FOR RESTORATION OF THE EXCAVATED SURFACES USING THE COLD BITUMEN INCLUDING PROPER COMPACTION ETC. ALL COMPLETE INCLUDING ALL MATERIALS TOOLS TACKLES | 0
1830 | 1830 | WORK CHANGE ORDER | 630108053 | 3 | 18.02.2021 | 1662725.02 | 31891028.1 | 33553753.12 | 0223 | FTTx IBD MUMB0223 Empire Estate | 3291786 | RSTRTN EXCVTD SURFACES-W/ HOT BITUMEN | 10 | 10 M - Meter | 383 | 3830 | CHARGES FOR RESTORATION OF THE EXCAVATED SURFACES USING THE HOT BITUMEN INCLUDING PROPER COMPACTION ETC. ALL COMPLETE INCLUDING ALL MATERIALS TOOLS TACKLES | 0
1831 | 1831 | WORK CHANGE ORDER | 630108053 | 3 | 18.02.2021 | 1662725.02 | 31891028.1 | 33553753.12 | 0223 | FTTx IBD MUMB0223 Empire Estate | 3290664 | CHRG F/RESTORATN OF SURF ;W/EXT TILES | 30 | 30 M - Meter | 286 | 8580 | CHARGES FOR RESTORATION OF THE EXCAVATED SURFACES USING THE EXISTING TILES OVER 100 MM THICK CONCRETE BEDDING. THE COST TO INCLUDE THE COST OF THE TILES, | 0
1832 | 1832 | WORK CHANGE ORDER | 630108053 | 3 | 18.02.2021 | 1662725.02 | 31891028.1 | 33553753.12 | 0223 | FTTx IBD MUMB0223 Empire Estate | 3291784 | RSTRTN EXCVTD SURFACE-W/ PAVER BLOCK | 30 | 30 M - Meter | 631 | 18930 | CHARGES FOR RESTORATION OF THE EXCAVATED SURFACE USING NEW INTER LOCKING PAVER BLOCK OVER 100 MM THICK CONCRETE BEDDING. THE COST TO INCLUDE THE COST OF THE | 0
1833 | 1833 | WORK CHANGE ORDER | 630108053 | 3 | 18.02.2021 | 1662725.02 | 31891028.1 | 33553753.12 | 0223 | FTTx IBD MUMB0223 Empire Estate | 3291783 | RESTORATION OF EXCV SURFACE-W/KOTA STONE | 10 | 10 M - Meter | 550 | 5500 | CHARGES FOR RESTORATION OF THE EXCAVATED SURFACE USING NEW KOTA STONE OVER 100 MM THICK CONCRETE BEDDING. THE COST TO INCLUDE THE COST OF THE KOTA STONE , | 0
1834 | 1834 | WORK CHANGE ORDER | 630108053 | 3 | 18.02.2021 | 1662725.02 | 31891028.1 | 33553753.12 | 0223 | FTTx IBD MUMB0223 Empire Estate | 3290665 | CHRG F/RESTORATN OF SURF ;W/CHEQUED TILE | 30 | 30 M - Meter | 419 | 12570 | CHARGES FOR RESTORATION OF THE EXCAVATED SURFACE USING NEW INTER CHEQUERED TILE OVER 100 MM THICK CONCRETE BEDDING. THE COST TO INCLUDE THE COST OF THE KOTA | 0
1835 | 1835 | WORK CHANGE ORDER | 630108053 | 3 | 18.02.2021 | 1662725.02 | 31891028.1 | 33553753.12 | 0223 | FTTx IBD MUMB0223 Empire Estate | 3171149 | S/FIXING PVC CONDUIT 25 MM | 1000 | 1,000 | 60 | 60000 | S/FIXING PVC CONDUIT 25MM | 0
1836 | 1836 | WORK CHANGE ORDER | 630108053 | 3 | 18.02.2021 | 1662725.02 | 31891028.1 | 33553753.12 | 0223 | FTTx IBD MUMB0223 Empire Estate | 3171151 | S/FIXING PVC CONDUIT 40 MM | 600 | M - Meter | 111 | 66600 | S/FIXING PVC CONDUIT 40 MM | 0
1837 | 1837 | WORK CHANGE ORDER | 630108053 | 3 | 18.02.2021 | 1662725.02 | 31891028.1 | 33553753.12 | 0223 | FTTx IBD MUMB0223 Empire Estate | 3318608 | S&I 25MM PVC CONDUIT USING SCAFFOLDING | 100 | 100M - Meter | 133 | 13300 | SUPPLY AND INSTALLATION OF 25MM OUTER DIA CONDUIT ON EXTERNAL WALL WITH THE HELP OF JHOOLA HOLDING INCLUDING MANPOWER, COUPLERS, BENDS, TEES, SADDLES, CLAMPS, | 0
1838 | 1838 | WORK CHANGE ORDER | 630108053 | 3 | 18.02.2021 | 1662725.02 | 31891028.1 | 33553753.12 | 0223 | FTTx IBD MUMB0223 Empire Estate | 3318609 | S&I 40MM PVC CONDUIT USING SCAFFOLDING | 100 | 100M - Meter | 188 | 18800 | SUPPLY AND INSTALLATION OF 40MM OUTER DIA CONDUIT ON EXTERNAL WALL WITH THE HELP OF JHOOLA HOLDING INCLUDING MANPOWER, COUPLERS, BENDS, TEES, SADDLES, CLAMPS, | 0
1839 | 1839 | WORK CHANGE ORDER | 630108053 | 3 | 18.02.2021 | 1662725.02 | 31891028.1 | 33553753.12 | 0223 | FTTx IBD MUMB0223 Empire Estate | 3206508 | SUP&LAY FLEX PVC CONDUIT DIA 25MM | 200 | M - Meter | 71 | 14200 | Supplying and laying of following sizes of flexible PVC conduit along with conduit accessories complete as required. | 0
1840 | 1840 | WORK CHANGE ORDER | 630108053 | 3 | 18.02.2021 | 1662725.02 | 31891028.1 | 33553753.12 | 0223 | FTTx IBD MUMB0223 Empire Estate | 3206510 | SUP&LAY FLEX PVC CONDUIT DIA 40MM | 150 | M - Meter | 116 | 17400 | Supplying and laying of following sizes of flexible PVC conduit along with conduit | 0
1841 | 1841 | WORK CHANGE ORDER | 630108053 | 3 | 18.02.2021 | 1662725.02 | 31891028.1 | 33553753.12 | 0223 | FTTx IBD MUMB0223 Empire Estate | 3318971 | S&I 25MM FLEXI PVC CONDUIT W/SCAFFOLDING | 100 | 100M - Meter | 144 | 14400 | SUPPLY AND INSTALLATION OF 25MM DIA REINFORCED FLEXIBLE CONDUIT ON EXTERNAL WALL WITH THE HELP OF JHOOLA HOLDING INCLUDING MANPOWER, COUPLERS, BENDS, TEES, | 0
1842 | 1842 | WORK CHANGE ORDER | 630108053 | 3 | 18.02.2021 | 1662725.02 | 31891028.1 | 33553753.12 | 0223 | FTTx IBD MUMB0223 Empire Estate | 3318972 | S&I 40MM FLEXI PVC CONDUIT W/SCAFFOLDING | 100 | 100M - Meter | 194 | 19400 | SUPPLY AND INSTALLATION OF 40MM DIA REINFORCED FLEXIBLE CONDUIT ON EXTERNAL WALL WITH THE HELP OF JHOOLA HOLDING INCLUDING MANPOWER, COUPLERS, BENDS, TEES, | 0
1843 | 1843 | WORK CHANGE ORDER | 630108053 | 3 | 18.02.2021 | 1662725.02 | 31891028.1 | 33553753.12 | 0223 | FTTx IBD MUMB0223 Empire Estate | 3319687 | P&F PVC JUNCTION BOX 40MM,4-WAY | 150 | EA - each | 30 | 4500 | CHARGES FOR SUPPLYING AND FIXING OF PVC JUNCTION BOX 40MM,FOUR WAY IN REQUIRED POSITION ALONG THE LINE OF PVC CONDUIT# | 0
1844 | 1844 | WORK CHANGE ORDER | 630108053 | 3 | 18.02.2021 | 1662725.02 | 31891028.1 | 33553753.12 | 0223 | FTTx IBD MUMB0223 Empire Estate | 3319688 | P&F PVC JUNCTION BOX 40MM,3-WAY | 150 | EA - each | 30 | 4500 | CHARGES FOR SUPPLYING AND FIXING OF PVC JUNCTION BOX 40MM,THREE WAY IN REQUIRED POSITION ALONG THE LINE OF PVC CONDUIT# | 0
1845 | 1845 | WORK CHANGE ORDER | 630108053 | 3 | 18.02.2021 | 1662725.02 | 31891028.1 | 33553753.12 | 0223 | FTTx IBD MUMB0223 Empire Estate | 3192918 | CHRG:S/F:PVC JUNCTION BOX 25MM,4-WAY | 150 | 150EA - each | 19 | 2850 | CHARGES FOR SUPPLYING AND FIXING OF PVC JUNCTION BOX | 0
1846 | 1846 | WORK CHANGE ORDER | 630108053 | 3 | 18.02.2021 | 1662725.02 | 31891028.1 | 33553753.12 | 0223 | FTTx IBD MUMB0223 Empire Estate | 3192917 | CHRG:S/F:PVC JUNCTION BOX 25MM,3-WAY | 150 | 150EA - each | 19 | 2850 | CHARGES FOR SUPPLYING AND FIXING OF PVC JUNCTION BOX | 0
1847 | 1847 | WORK CHANGE ORDER | 630108053 | 3 | 18.02.2021 | 1662725.02 | 31891028.1 | 33553753.12 | 0223 | FTTx IBD MUMB0223 Empire Estate | 3259755 | INSTALLATION OF FDC | 15 | EA - each | 49 | 735 | Installation of Fibre Distribution Cabinet | 0
1848 | 1848 | WORK CHANGE ORDER | 630108053 | 3 | 18.02.2021 | 1662725.02 | 31891028.1 | 33553753.12 | 0223 | FTTx IBD MUMB0223 Empire Estate | 3294022 | INSTALLATION OF FAT (WALL/POLE MOUNTED) | 50 | 50 EA - each | 49 | 2450 | INSTALLATION OF FIBRE ACCESS TERMINAL (WALL/POLE MOUNTED)# | 0
1849 | 1849 | WORK CHANGE ORDER | 630108053 | 3 | 18.02.2021 | 1662725.02 | 31891028.1 | 33553753.12 | 0223 | FTTx IBD MUMB0223 Empire Estate | 3293902 | INSTALLATION LEVEL 1 ( S1 ) SPLITTER | 20 | EA - each | 49 | 980 | INSTALLATION OF FREE ISSUED SPLITTER AT SUGGESTED LOCATION INCLUDING ALL MANPOWER, TOOLS TACKLES, HARDWARES ETC. COMPLETE AS PER THE DRG AND DIRECTION OF | 0
1850 | 1850 | WORK CHANGE ORDER | 630108053 | 3 | 18.02.2021 | 1662725.02 | 31891028.1 | 33553753.12 | 0223 | FTTx IBD MUMB0223 Empire Estate | 3293903 | INSTALLATION LEVEL 2 ( S2 ) SPLITTER | 160 | EA - each | 49 | 7840 | INSTALLATION OF FREE ISSUED SPLITTER AT SUGGESTED LOCATION INCLUDING ALL MANPOWER, TOOLS TACKLES, HARDWARES ETC. COMPLETE AS PER THE DRG AND DIRECTION OF | 0
1851 | 1851 | WORK CHANGE ORDER | 630108053 | 3 | 18.02.2021 | 1662725.02 | 31891028.1 | 33553753.12 | 0223 | FTTx IBD MUMB0223 Empire Estate | 3252601 | SPLICING,JOINTING & TERMINATION-48F | 500 | 500.000 NOS - No. | 112 | 56000 | CHARGES FOR SPLICING,JOINTING & TERMINATION OF 48F FIBRE. | 0
1852 | 1852 | WORK CHANGE ORDER | 630108053 | 3 | 18.02.2021 | 1662725.02 | 31891028.1 | 33553753.12 | 0223 | FTTx IBD MUMB0223 Empire Estate | 3252602 | SPLICING,JOINTING & TERMINATION-96F | 192 | 192.000 NOS - No. | 112 | 21504 | CHARGES FOR SPLICING,JOINTING & TERMINATION OF 96F FIBRE. | 0
1853 | 1853 | WORK CHANGE ORDER | 630108053 | 3 | 18.02.2021 | 1662725.02 | 31891028.1 | 33553753.12 | 0223 | FTTx IBD MUMB0223 Empire Estate | 3300512 | SPLICING & TERM OFC,FIXED COST/DAY | 10 | EA - each | 2425 | 24250 | OFC SPLICING&TERMINATION-FIXED COST/DAY#JOB INVOLVES: 1) SPLICING & TERMINATION OF OFC CABLE AS DIRECTED BY EIC. 2) ALL TOOLS AND TACKLES, PPES, CONSUMABLES ARE IN | 0
1854 | 1854 | WORK CHANGE ORDER | 630108053 | 3 | 18.02.2021 | 1662725.02 | 31891028.1 | 33553753.12 | 0223 | FTTx IBD MUMB0223 Empire Estate | 3098777 | A11102-SELF ADHESIVE LABELS | 400 | 400.000 | 10 | 4000 | 420 | 0
1855 | 1855 | WORK CHANGE ORDER | 630108053 | 3 | 18.02.2021 | 1662725.02 | 31891028.1 | 33553753.12 | 0223 | FTTx IBD MUMB0223 Empire Estate | 3295194 | PREPARATION OF AS BUILT DRAWINGS SBP | 15 | 15 EA - each | 194 | 2910 | AS-BUILT DRAWING FOR ALL WORKS PERFORMED AS PER SCOPE | 0
1856 | 1856 | WORK CHANGE ORDER | 630108053 | 3 | 18.02.2021 | 1662725.02 | 31891028.1 | 33553753.12 | 0223 | FTTx IBD MUMB0223 Empire Estate | 3111341 | DISPOSAL OF WASTE MATERIALS DEBRIS ETC. | 15 | 15.000 NOS - No. | 679 | 10185 | Collection & disposal of various kinds of unwanted materials / debris | 0
1857 | 1857 | WORK CHANGE ORDER | 630108053 | 3 | 18.02.2021 | 1662725.02 | 31891028.1 | 33553753.12 | 0223 | FTTx IBD MUMB0223 Empire Estate | 3295891 | MATERIAL STORAGE & SECONDARY TRNSPT | 15 | 15 EA - each | 485 | 7275 | STORAGE AND SECONDARY TRANSPORTATION OF FIM MATERIAL TO BUILDINGS, TO BE CALCULATED PER BUILDING# | 0
1858 | 1858 | WORK CHANGE ORDER | 630108053 | 3 | 18.02.2021 | 1662725.02 | 31891028.1 | 33553753.12 | 0223 | FTTx IBD MUMB0223 Empire Estate | 3295897 | CHRG: PRE EXECUTION BUILDING SURVEY | 15 | 15 EA - each | 290 | 4350 | PRE EXECUTION BUILDING SURVEY:#THIS IS BUILDING SURVEY BEFORE DEPLOYMENT INSIDE BUILDING DEPLOYMENT/CONSTRUCTION INCLUDES LAYING OF CONDUITS AND OTHER ODN | 0
1859 | 1859 | WORK CHANGE ORDER | 630108053 | 3 | 18.02.2021 | 1662725.02 | 31891028.1 | 33553753.12 | 0223 | FTTx IBD MUMB0223 Empire Estate | 3318382 | CHRG DRILLING OF HOLE 25MM IN BRICK WALL | 50 | 50 EA - each | 82 | 4100 | CHARGES FOR DRILLING HOLES OF DIAMETER 25MM IN BRICK WALL WITH PROPER DRILL MACHINE AND REINSTATEMENT AFTER CONDUITING TO ENSURE WATER PROOFING OF HOLE.# | 0
1860 | 1860 | WORK CHANGE ORDER | 630108053 | 3 | 18.02.2021 | 1662725.02 | 31891028.1 | 33553753.12 | 0223 | FTTx IBD MUMB0223 Empire Estate | 3318381 | CHRG DRILLING OF HOLE 40MM IN BRICK WALL | 50 | 50 EA - each | 131 | 6550 | CHARGES FOR DRILLING HOLES OF DIAMETER 40MM IN BRICK WALL WITH PROPER DRILL MACHINE AND REINSTATEMENT AFTER CONDUITING TO ENSURE WATER PROOFING OF HOLE.# | 0
1861 | 1861 | WORK CHANGE ORDER | 630108053 | 3 | 18.02.2021 | 1662725.02 | 31891028.1 | 33553753.12 | 0223 | FTTx IBD MUMB0223 Empire Estate | 3318200 | CHRG DRILLING OF HOLE 25MM DIA IN RCC | 50 | 50 EA - each | 131 | 6550 | CHARGES FOR DRILLING HOLES OF DIAMETER 25MM IN RCC WITH PROPER DRILL MACHINE AND REINSTATEMENT AFTER CONDUITING TO ENSURE WATER PROOFING OF HOLE.# | 0
1862 | 1862 | WORK CHANGE ORDER | 630108053 | 3 | 18.02.2021 | 1662725.02 | 31891028.1 | 33553753.12 | 0223 | FTTx IBD MUMB0223 Empire Estate | 3297469 | CHRG:DRILLING OF HOLE 40MM DIA IN RCC | 50 | 50 EA - each | 165 | 8250 | CHARGES FOR DRILLING HOLES OF DIAMETER ~40MM IN RCC WITH PROPER DRILL MACHINE AND REINSTATEMENT AFTER CONDUITING TO ENSURE WATER PROOFING OF HOLE. | 0
1863 | 1863 | WORK CHANGE ORDER | 630108053 | 3 | 18.02.2021 | 1662725.02 | 31891028.1 | 33553753.12 | 0223 | FTTx IBD MUMB0223 Empire Estate | 3319692 | S&I SIMPLEX PLUG,F/40MM HDPE DUCT | 60 | EA - each | 49 | 2940 | CHARGES FOR SUPPLYING AND FIXING OF SIMPLEX PLUG FOR 40 MM HDPE DUCT# | 0
1864 | 1864 | WORK CHANGE ORDER | 630108053 | 3 | 18.02.2021 | 1662725.02 | 31891028.1 | 33553753.12 | 0227 | FTTx IBD MUMB0227 Kailash Nagar | 3293883 | CHRG;SHALLOW TRENCH 40 OR 48MM 7WAY DUCT | 50 | 50 M - Meter | 160 | 8000 | EXCAVATION OF SHALLOW TRENCHES MANUALLY/CHIPPING/SLITTING UPTO A DEPTH OF 300 MM, WIDE UP TO 100 MM IN ASPHALT / CONCRETE / TILED SURFACE, LAYING 1 X 40 MM / 1 X 7 | 0
1865 | 1865 | WORK CHANGE ORDER | 630108053 | 3 | 18.02.2021 | 1662725.02 | 31891028.1 | 33553753.12 | 0227 | FTTx IBD MUMB0227 Kailash Nagar | 3314515 | CHRG:SHALLOW TREN 40MM DUCT W/2 NOS | 50 | 50 M - Meter | 160 | 8000 | EXCAVATION OF SHALLOW TRENCHES MANUALLY/CHIPPING/SLITTING IN ASPHALT / CONCRETE / TILED SURFACE, LAYING 2 NOS 40 MM DUCT AND FILLING THE COMPLETE DEPTH, INCLUDING | 0
1866 | 1866 | WORK CHANGE ORDER | 630108053 | 3 | 18.02.2021 | 1662725.02 | 31891028.1 | 33553753.12 | 0227 | FTTx IBD MUMB0227 Kailash Nagar | 3293878 | CHRG;CLAMPING-1X40MM/1X7WAY MICRO DUCT | 100 | 100M - Meter | 49 | 4900 | CLAMPING OF THE DUCTS 1 X 40 MM / 1 X 7 WAY MICRO DUCT ( 48 MM OD ) ALONG THE WALL WITH THE HELP OF CLAMPING AT EVERY 1 M C/C# | 0
1867 | 1867 | WORK CHANGE ORDER | 630108053 | 3 | 18.02.2021 | 1662725.02 | 31891028.1 | 33553753.12 | 0227 | FTTx IBD MUMB0227 Kailash Nagar | 3292713 | CHRGS FOR TRANS&INST OF ADSS CABLE-96F | 500 | 500M - Meter | 40 | 20000 | CHARGES FOR TRANSPORTATION & INSTALLATION OF ADSS CABLE- EIC - 96F# | 0
1868 | 1868 | WORK CHANGE ORDER | 630108053 | 3 | 18.02.2021 | 1662725.02 | 31891028.1 | 33553753.12 | 0227 | FTTx IBD MUMB0227 Kailash Nagar | 3294064 | INSTALLATION 48 F ADSS / FIG 8 CABLE | 1000 | 1,000 | 34 | 34000 | INSTALLATION OF THE AERIAL CABLE (48 F ADSS / FIG 8 ) ALONG WITH THE ACCESSORIES. RATE INCLUDES SURVEY COST AND LOCAL LIASIONING CHARGES. | 0
1869 | 1869 | WORK CHANGE ORDER | 630108053 | 3 | 18.02.2021 | 1662725.02 | 31891028.1 | 33553753.12 | 0227 | FTTx IBD MUMB0227 Kailash Nagar | 3294065 | INSTALLATION12F ADSS / FIG 8 CABLE | 1500 | 1,500 | 24 | 36000 | INSTALLATION OF THE AERIAL CABLE (12 F ADSS / FIG 8 ) ALONG WITH THE ACCESSORIES. RATE INCLUDES SURVEY COST AND LOCAL LIASIONING CHARGES. | 0
1870 | 1870 | WORK CHANGE ORDER | 630108053 | 3 | 18.02.2021 | 1662725.02 | 31891028.1 | 33553753.12 | 0227 | FTTx IBD MUMB0227 Kailash Nagar | 3294710 | INSTALLATION 6F ADSS / FIG 8 CABLE | 500 | M - Meter | 19 | 9500 | INSTALLATION OF THE AERIAL CABLE (6 F ADSS / FIG 8 ) ALONG WITH THE ACCESSORIES. RATE INCLUDES SURVEY COST AND LOCAL LIASIONING CHARGES. # | 0
1871 | 1871 | WORK CHANGE ORDER | 630108053 | 3 | 18.02.2021 | 1662725.02 | 31891028.1 | 33553753.12 | 0227 | FTTx IBD MUMB0227 Kailash Nagar | 3252599 | BLOWING OF 96F | 500 | M - Meter | 15 | 7500 | CHARGES FOR BLOWING OF 96F FIBRE. | 0
1872 | 1872 | WORK CHANGE ORDER | 630108053 | 3 | 18.02.2021 | 1662725.02 | 31891028.1 | 33553753.12 | 0227 | FTTx IBD MUMB0227 Kailash Nagar | 3294262 | BLOWING / PULLING-48 F | 700 | M - Meter | 10 | 7000 | PULLING/BLOWING OF OFC- 48 F INCLUDING ALL MATERIALS, LABOUR, TOOLS, TACKLES, ETC.. # | 0
1873 | 1873 | WORK CHANGE ORDER | 630108053 | 3 | 18.02.2021 | 1662725.02 | 31891028.1 | 33553753.12 | 0227 | FTTx IBD MUMB0227 Kailash Nagar | 3294264 | BLOWING / PULLING-12 F | 2000 | 2,000 | 7 | 14000 | PULLING/BLOWING OF OFC-12F INCLUDING ALL MATERIALS, LABOUR, TOOLS, TACKLES, ETC.. # | 0
1874 | 1874 | WORK CHANGE ORDER | 630108053 | 3 | 18.02.2021 | 1662725.02 | 31891028.1 | 33553753.12 | 0227 | FTTx IBD MUMB0227 Kailash Nagar | 3294265 | BLOWING / PULLING-6 F | 1000 | 1,000 | 5 | 5000 | PULLING/BLOWING OF OFC-6F INCLUDING ALL MATERIALS, LABOUR, TOOLS, TACKLES, ETC.. # | 0
1875 | 1875 | WORK CHANGE ORDER | 630108053 | 3 | 18.02.2021 | 1662725.02 | 31891028.1 | 33553753.12 | 0227 | FTTx IBD MUMB0227 Kailash Nagar | 3291570 | INSTLTN OF ACCESS CHAMBER 750X400X500 MM | 2 | 2 EA - each | 2328 | 4656 | INSTALLATION OF ACCESS CHAMBERS - SIZE - 750X400X500 MM DEEP.#INCLUDING COVER & LIFTING OF ACCESS CHAMBER-UPTO 50KMS INCLUDING HANDLING ,#EXCAVATION & | 0
1876 | 1876 | WORK CHANGE ORDER | 630108053 | 3 | 18.02.2021 | 1662725.02 | 31891028.1 | 33553753.12 | 0227 | FTTx IBD MUMB0227 Kailash Nagar | 3314518 | INST OF PULLING CHAMBER 400X400X500MM | 10 | 10 EA - each | 970 | 9700 | INSTALLATION OF PULLING CHAMBERS - SIZE - 400X400X500 MM DEEP ; INCLUDING COVER .#EXCAVATION & BACKFILLING OF PITS ETC AS PER DRAWINGS , SPECIFICATIONS#AND AS | 0
1877 | 1877 | WORK CHANGE ORDER | 630108053 | 3 | 18.02.2021 | 1662725.02 | 31891028.1 | 33553753.12 | 0227 | FTTx IBD MUMB0227 Kailash Nagar | 3294239 | CHRG;REINST,TRENCH,PCC-1:2:4,GRAVEL 20MM | 1 | 1 M3 - Cubic meter | 5335 | 5335 | CHARGES FOR REINSTATEMENT OF THE TRENCHES / PITS INCLUDING ALL MATERIALS , LABOUR, TOOLS TACKES ETC..BY PCC -1:2:4 GRAVEL SIZE - 20 MM & CURING FOR 7 DAYS. THIS ITEM | 0
1878 | 1878 | WORK CHANGE ORDER | 630108053 | 3 | 18.02.2021 | 1662725.02 | 31891028.1 | 33553753.12 | 0227 | FTTx IBD MUMB0227 Kailash Nagar | 3291785 | RSTRTN EXCVTD SURFACE- W/COLD BITUMEN | 10 | 10 M - Meter | 1000 | 10000 | CHARGES FOR RESTORATION OF THE EXCAVATED SURFACES USING THE COLD BITUMEN INCLUDING PROPER COMPACTION ETC. ALL COMPLETE INCLUDING ALL MATERIALS TOOLS TACKLES | 0
1879 | 1879 | WORK CHANGE ORDER | 630108053 | 3 | 18.02.2021 | 1662725.02 | 31891028.1 | 33553753.12 | 0227 | FTTx IBD MUMB0227 Kailash Nagar | 3291786 | RSTRTN EXCVTD SURFACES-W/ HOT BITUMEN | 10 | 10 M - Meter | 383 | 3830 | CHARGES FOR RESTORATION OF THE EXCAVATED SURFACES USING THE HOT BITUMEN INCLUDING PROPER COMPACTION ETC. ALL COMPLETE INCLUDING ALL MATERIALS TOOLS TACKLES | 0
1880 | 1880 | WORK CHANGE ORDER | 630108053 | 3 | 18.02.2021 | 1662725.02 | 31891028.1 | 33553753.12 | 0227 | FTTx IBD MUMB0227 Kailash Nagar | 3290664 | CHRG F/RESTORATN OF SURF ;W/EXT TILES | 30 | 30 M - Meter | 286 | 8580 | CHARGES FOR RESTORATION OF THE EXCAVATED SURFACES USING THE EXISTING TILES OVER 100 MM THICK CONCRETE BEDDING. THE COST TO INCLUDE THE COST OF THE TILES, | 0
1881 | 1881 | WORK CHANGE ORDER | 630108053 | 3 | 18.02.2021 | 1662725.02 | 31891028.1 | 33553753.12 | 0227 | FTTx IBD MUMB0227 Kailash Nagar | 3291784 | RSTRTN EXCVTD SURFACE-W/ PAVER BLOCK | 30 | 30 M - Meter | 631 | 18930 | CHARGES FOR RESTORATION OF THE EXCAVATED SURFACE USING NEW INTER LOCKING PAVER BLOCK OVER 100 MM THICK CONCRETE BEDDING. THE COST TO INCLUDE THE COST OF THE | 0
1882 | 1882 | WORK CHANGE ORDER | 630108053 | 3 | 18.02.2021 | 1662725.02 | 31891028.1 | 33553753.12 | 0227 | FTTx IBD MUMB0227 Kailash Nagar | 3291783 | RESTORATION OF EXCV SURFACE-W/KOTA STONE | 10 | 10 M - Meter | 550 | 5500 | CHARGES FOR RESTORATION OF THE EXCAVATED SURFACE USING NEW KOTA STONE OVER 100 MM THICK CONCRETE BEDDING. THE COST TO INCLUDE THE COST OF THE KOTA STONE , | 0
1883 | 1883 | WORK CHANGE ORDER | 630108053 | 3 | 18.02.2021 | 1662725.02 | 31891028.1 | 33553753.12 | 0227 | FTTx IBD MUMB0227 Kailash Nagar | 3290665 | CHRG F/RESTORATN OF SURF ;W/CHEQUED TILE | 30 | 30 M - Meter | 419 | 12570 | CHARGES FOR RESTORATION OF THE EXCAVATED SURFACE USING NEW INTER CHEQUERED TILE OVER 100 MM THICK CONCRETE BEDDING. THE COST TO INCLUDE THE COST OF THE KOTA | 0
1884 | 1884 | WORK CHANGE ORDER | 630108053 | 3 | 18.02.2021 | 1662725.02 | 31891028.1 | 33553753.12 | 0227 | FTTx IBD MUMB0227 Kailash Nagar | 3171149 | S/FIXING PVC CONDUIT 25 MM | 1000 | 1,000 | 60 | 60000 | S/FIXING PVC CONDUIT 25MM | 0
1885 | 1885 | WORK CHANGE ORDER | 630108053 | 3 | 18.02.2021 | 1662725.02 | 31891028.1 | 33553753.12 | 0227 | FTTx IBD MUMB0227 Kailash Nagar | 3171151 | S/FIXING PVC CONDUIT 40 MM | 600 | M - Meter | 111 | 66600 | S/FIXING PVC CONDUIT 40 MM | 0
1886 | 1886 | WORK CHANGE ORDER | 630108053 | 3 | 18.02.2021 | 1662725.02 | 31891028.1 | 33553753.12 | 0227 | FTTx IBD MUMB0227 Kailash Nagar | 3318608 | S&I 25MM PVC CONDUIT USING SCAFFOLDING | 100 | 100M - Meter | 133 | 13300 | SUPPLY AND INSTALLATION OF 25MM OUTER DIA CONDUIT ON EXTERNAL WALL WITH THE HELP OF JHOOLA HOLDING INCLUDING MANPOWER, COUPLERS, BENDS, TEES, SADDLES, CLAMPS, | 0
1887 | 1887 | WORK CHANGE ORDER | 630108053 | 3 | 18.02.2021 | 1662725.02 | 31891028.1 | 33553753.12 | 0227 | FTTx IBD MUMB0227 Kailash Nagar | 3318609 | S&I 40MM PVC CONDUIT USING SCAFFOLDING | 100 | 100M - Meter | 188 | 18800 | SUPPLY AND INSTALLATION OF 40MM OUTER DIA CONDUIT ON EXTERNAL WALL WITH THE HELP OF JHOOLA HOLDING INCLUDING MANPOWER, COUPLERS, BENDS, TEES, SADDLES, CLAMPS, | 0
1888 | 1888 | WORK CHANGE ORDER | 630108053 | 3 | 18.02.2021 | 1662725.02 | 31891028.1 | 33553753.12 | 0227 | FTTx IBD MUMB0227 Kailash Nagar | 3206508 | SUP&LAY FLEX PVC CONDUIT DIA 25MM | 200 | M - Meter | 71 | 14200 | Supplying and laying of following sizes of flexible PVC conduit along with conduit accessories complete as required. | 0
1889 | 1889 | WORK CHANGE ORDER | 630108053 | 3 | 18.02.2021 | 1662725.02 | 31891028.1 | 33553753.12 | 0227 | FTTx IBD MUMB0227 Kailash Nagar | 3206510 | SUP&LAY FLEX PVC CONDUIT DIA 40MM | 150 | M - Meter | 116 | 17400 | Supplying and laying of following sizes of flexible PVC conduit along with conduit | 0
1890 | 1890 | WORK CHANGE ORDER | 630108053 | 3 | 18.02.2021 | 1662725.02 | 31891028.1 | 33553753.12 | 0227 | FTTx IBD MUMB0227 Kailash Nagar | 3318971 | S&I 25MM FLEXI PVC CONDUIT W/SCAFFOLDING | 100 | 100M - Meter | 144 | 14400 | SUPPLY AND INSTALLATION OF 25MM DIA REINFORCED FLEXIBLE CONDUIT ON EXTERNAL WALL WITH THE HELP OF JHOOLA HOLDING INCLUDING MANPOWER, COUPLERS, BENDS, TEES, | 0
1891 | 1891 | WORK CHANGE ORDER | 630108053 | 3 | 18.02.2021 | 1662725.02 | 31891028.1 | 33553753.12 | 0227 | FTTx IBD MUMB0227 Kailash Nagar | 3318972 | S&I 40MM FLEXI PVC CONDUIT W/SCAFFOLDING | 100 | 100M - Meter | 194 | 19400 | SUPPLY AND INSTALLATION OF 40MM DIA REINFORCED FLEXIBLE CONDUIT ON EXTERNAL WALL WITH THE HELP OF JHOOLA HOLDING INCLUDING MANPOWER, COUPLERS, BENDS, TEES, | 0
1892 | 1892 | WORK CHANGE ORDER | 630108053 | 3 | 18.02.2021 | 1662725.02 | 31891028.1 | 33553753.12 | 0227 | FTTx IBD MUMB0227 Kailash Nagar | 3319687 | P&F PVC JUNCTION BOX 40MM,4-WAY | 150 | EA - each | 30 | 4500 | CHARGES FOR SUPPLYING AND FIXING OF PVC JUNCTION BOX 40MM,FOUR WAY IN REQUIRED POSITION ALONG THE LINE OF PVC CONDUIT# | 0
1893 | 1893 | WORK CHANGE ORDER | 630108053 | 3 | 18.02.2021 | 1662725.02 | 31891028.1 | 33553753.12 | 0227 | FTTx IBD MUMB0227 Kailash Nagar | 3319688 | P&F PVC JUNCTION BOX 40MM,3-WAY | 150 | EA - each | 30 | 4500 | CHARGES FOR SUPPLYING AND FIXING OF PVC JUNCTION BOX 40MM,THREE WAY IN REQUIRED POSITION ALONG THE LINE OF PVC CONDUIT# | 0
1894 | 1894 | WORK CHANGE ORDER | 630108053 | 3 | 18.02.2021 | 1662725.02 | 31891028.1 | 33553753.12 | 0227 | FTTx IBD MUMB0227 Kailash Nagar | 3192918 | CHRG:S/F:PVC JUNCTION BOX 25MM,4-WAY | 150 | 150EA - each | 19 | 2850 | CHARGES FOR SUPPLYING AND FIXING OF PVC JUNCTION BOX | 0
1895 | 1895 | WORK CHANGE ORDER | 630108053 | 3 | 18.02.2021 | 1662725.02 | 31891028.1 | 33553753.12 | 0227 | FTTx IBD MUMB0227 Kailash Nagar | 3192917 | CHRG:S/F:PVC JUNCTION BOX 25MM,3-WAY | 150 | 150EA - each | 19 | 2850 | CHARGES FOR SUPPLYING AND FIXING OF PVC JUNCTION BOX | 0
1896 | 1896 | WORK CHANGE ORDER | 630108053 | 3 | 18.02.2021 | 1662725.02 | 31891028.1 | 33553753.12 | 0227 | FTTx IBD MUMB0227 Kailash Nagar | 3259755 | INSTALLATION OF FDC | 15 | EA - each | 49 | 735 | Installation of Fibre Distribution Cabinet | 0
1897 | 1897 | WORK CHANGE ORDER | 630108053 | 3 | 18.02.2021 | 1662725.02 | 31891028.1 | 33553753.12 | 0227 | FTTx IBD MUMB0227 Kailash Nagar | 3294022 | INSTALLATION OF FAT (WALL/POLE MOUNTED) | 50 | 50 EA - each | 49 | 2450 | INSTALLATION OF FIBRE ACCESS TERMINAL (WALL/POLE MOUNTED)# | 0
1898 | 1898 | WORK CHANGE ORDER | 630108053 | 3 | 18.02.2021 | 1662725.02 | 31891028.1 | 33553753.12 | 0227 | FTTx IBD MUMB0227 Kailash Nagar | 3293902 | INSTALLATION LEVEL 1 ( S1 ) SPLITTER | 20 | EA - each | 49 | 980 | INSTALLATION OF FREE ISSUED SPLITTER AT SUGGESTED LOCATION INCLUDING ALL MANPOWER, TOOLS TACKLES, HARDWARES ETC. COMPLETE AS PER THE DRG AND DIRECTION OF | 0
1899 | 1899 | WORK CHANGE ORDER | 630108053 | 3 | 18.02.2021 | 1662725.02 | 31891028.1 | 33553753.12 | 0227 | FTTx IBD MUMB0227 Kailash Nagar | 3293903 | INSTALLATION LEVEL 2 ( S2 ) SPLITTER | 160 | EA - each | 49 | 7840 | INSTALLATION OF FREE ISSUED SPLITTER AT SUGGESTED LOCATION INCLUDING ALL MANPOWER, TOOLS TACKLES, HARDWARES ETC. COMPLETE AS PER THE DRG AND DIRECTION OF | 0
1900 | 1900 | WORK CHANGE ORDER | 630108053 | 3 | 18.02.2021 | 1662725.02 | 31891028.1 | 33553753.12 | 0227 | FTTx IBD MUMB0227 Kailash Nagar | 3252601 | SPLICING,JOINTING & TERMINATION-48F | 500 | 500.000 NOS - No. | 112 | 56000 | CHARGES FOR SPLICING,JOINTING & TERMINATION OF 48F FIBRE. | 0
1901 | 1901 | WORK CHANGE ORDER | 630108053 | 3 | 18.02.2021 | 1662725.02 | 31891028.1 | 33553753.12 | 0227 | FTTx IBD MUMB0227 Kailash Nagar | 3252602 | SPLICING,JOINTING & TERMINATION-96F | 192 | 192.000 NOS - No. | 112 | 21504 | CHARGES FOR SPLICING,JOINTING & TERMINATION OF 96F FIBRE. | 0
1902 | 1902 | WORK CHANGE ORDER | 630108053 | 3 | 18.02.2021 | 1662725.02 | 31891028.1 | 33553753.12 | 0227 | FTTx IBD MUMB0227 Kailash Nagar | 3300512 | SPLICING & TERM OFC,FIXED COST/DAY | 10 | EA - each | 2425 | 24250 | OFC SPLICING&TERMINATION-FIXED COST/DAY#JOB INVOLVES: 1) SPLICING & TERMINATION OF OFC CABLE AS DIRECTED BY EIC. 2) ALL TOOLS AND TACKLES, PPES, CONSUMABLES ARE IN | 0
1903 | 1903 | WORK CHANGE ORDER | 630108053 | 3 | 18.02.2021 | 1662725.02 | 31891028.1 | 33553753.12 | 0227 | FTTx IBD MUMB0227 Kailash Nagar | 3098777 | A11102-SELF ADHESIVE LABELS | 400 | 400.000 | 10 | 4000 | 420 | 0
1904 | 1904 | WORK CHANGE ORDER | 630108053 | 3 | 18.02.2021 | 1662725.02 | 31891028.1 | 33553753.12 | 0227 | FTTx IBD MUMB0227 Kailash Nagar | 3295194 | PREPARATION OF AS BUILT DRAWINGS SBP | 15 | 15 EA - each | 194 | 2910 | AS-BUILT DRAWING FOR ALL WORKS PERFORMED AS PER SCOPE | 0
1905 | 1905 | WORK CHANGE ORDER | 630108053 | 3 | 18.02.2021 | 1662725.02 | 31891028.1 | 33553753.12 | 0227 | FTTx IBD MUMB0227 Kailash Nagar | 3111341 | DISPOSAL OF WASTE MATERIALS DEBRIS ETC. | 15 | 15.000 NOS - No. | 679 | 10185 | Collection & disposal of various kinds of unwanted materials / debris | 0
1906 | 1906 | WORK CHANGE ORDER | 630108053 | 3 | 18.02.2021 | 1662725.02 | 31891028.1 | 33553753.12 | 0227 | FTTx IBD MUMB0227 Kailash Nagar | 3295891 | MATERIAL STORAGE & SECONDARY TRNSPT | 15 | 15 EA - each | 485 | 7275 | STORAGE AND SECONDARY TRANSPORTATION OF FIM MATERIAL TO BUILDINGS, TO BE CALCULATED PER BUILDING# | 0
1907 | 1907 | WORK CHANGE ORDER | 630108053 | 3 | 18.02.2021 | 1662725.02 | 31891028.1 | 33553753.12 | 0227 | FTTx IBD MUMB0227 Kailash Nagar | 3295897 | CHRG: PRE EXECUTION BUILDING SURVEY | 15 | 15 EA - each | 290 | 4350 | PRE EXECUTION BUILDING SURVEY:#THIS IS BUILDING SURVEY BEFORE DEPLOYMENT INSIDE BUILDING DEPLOYMENT/CONSTRUCTION INCLUDES LAYING OF CONDUITS AND OTHER ODN | 0
1908 | 1908 | WORK CHANGE ORDER | 630108053 | 3 | 18.02.2021 | 1662725.02 | 31891028.1 | 33553753.12 | 0227 | FTTx IBD MUMB0227 Kailash Nagar | 3318382 | CHRG DRILLING OF HOLE 25MM IN BRICK WALL | 50 | 50 EA - each | 82 | 4100 | CHARGES FOR DRILLING HOLES OF DIAMETER 25MM IN BRICK WALL WITH PROPER DRILL MACHINE AND REINSTATEMENT AFTER CONDUITING TO ENSURE WATER PROOFING OF HOLE.# | 0
1909 | 1909 | WORK CHANGE ORDER | 630108053 | 3 | 18.02.2021 | 1662725.02 | 31891028.1 | 33553753.12 | 0227 | FTTx IBD MUMB0227 Kailash Nagar | 3318381 | CHRG DRILLING OF HOLE 40MM IN BRICK WALL | 50 | 50 EA - each | 131 | 6550 | CHARGES FOR DRILLING HOLES OF DIAMETER 40MM IN BRICK WALL WITH PROPER DRILL MACHINE AND REINSTATEMENT AFTER CONDUITING TO ENSURE WATER PROOFING OF HOLE.# | 0
1910 | 1910 | WORK CHANGE ORDER | 630108053 | 3 | 18.02.2021 | 1662725.02 | 31891028.1 | 33553753.12 | 0227 | FTTx IBD MUMB0227 Kailash Nagar | 3318200 | CHRG DRILLING OF HOLE 25MM DIA IN RCC | 50 | 50 EA - each | 131 | 6550 | CHARGES FOR DRILLING HOLES OF DIAMETER 25MM IN RCC WITH PROPER DRILL MACHINE AND REINSTATEMENT AFTER CONDUITING TO ENSURE WATER PROOFING OF HOLE.# | 0
1911 | 1911 | WORK CHANGE ORDER | 630108053 | 3 | 18.02.2021 | 1662725.02 | 31891028.1 | 33553753.12 | 0227 | FTTx IBD MUMB0227 Kailash Nagar | 3297469 | CHRG:DRILLING OF HOLE 40MM DIA IN RCC | 50 | 50 EA - each | 165 | 8250 | CHARGES FOR DRILLING HOLES OF DIAMETER ~40MM IN RCC WITH PROPER DRILL MACHINE AND REINSTATEMENT AFTER CONDUITING TO ENSURE WATER PROOFING OF HOLE. | 0
1912 | 1912 | WORK CHANGE ORDER | 630108053 | 3 | 18.02.2021 | 1662725.02 | 31891028.1 | 33553753.12 | 0227 | FTTx IBD MUMB0227 Kailash Nagar | 3319692 | S&I SIMPLEX PLUG,F/40MM HDPE DUCT | 60 | EA - each | 49 | 2940 | CHARGES FOR SUPPLYING AND FIXING OF SIMPLEX PLUG FOR 40 MM HDPE DUCT# | 0
1913 | 1913 | WORK CHANGE ORDER | 630108053 | 3 | 18.02.2021 | 1662725.02 | 31891028.1 | 33553753.12 | 0112 | FTTx IBD MUMB0112 Mittal Chamber | 3293883 | CHRG;SHALLOW TRENCH 40 OR 48MM 7WAY DUCT | 50 | 50 M - Meter | 160 | 8000 | EXCAVATION OF SHALLOW TRENCHES MANUALLY/CHIPPING/SLITTING UPTO A DEPTH OF 300 MM, WIDE UP TO 100 MM IN ASPHALT / CONCRETE / TILED SURFACE, LAYING 1 X 40 MM / 1 X 7 | 0
1914 | 1914 | WORK CHANGE ORDER | 630108053 | 3 | 18.02.2021 | 1662725.02 | 31891028.1 | 33553753.12 | 0112 | FTTx IBD MUMB0112 Mittal Chamber | 3314515 | CHRG:SHALLOW TREN 40MM DUCT W/2 NOS | 50 | 50 M - Meter | 160 | 8000 | EXCAVATION OF SHALLOW TRENCHES MANUALLY/CHIPPING/SLITTING IN ASPHALT / CONCRETE / TILED SURFACE, LAYING 2 NOS 40 MM DUCT AND FILLING THE COMPLETE DEPTH, INCLUDING | 0
1915 | 1915 | WORK CHANGE ORDER | 630108053 | 3 | 18.02.2021 | 1662725.02 | 31891028.1 | 33553753.12 | 0112 | FTTx IBD MUMB0112 Mittal Chamber | 3293878 | CHRG;CLAMPING-1X40MM/1X7WAY MICRO DUCT | 100 | 100M - Meter | 49 | 4900 | CLAMPING OF THE DUCTS 1 X 40 MM / 1 X 7 WAY MICRO DUCT ( 48 MM OD ) ALONG THE WALL WITH THE HELP OF CLAMPING AT EVERY 1 M C/C# | 0
1916 | 1916 | WORK CHANGE ORDER | 630108053 | 3 | 18.02.2021 | 1662725.02 | 31891028.1 | 33553753.12 | 0112 | FTTx IBD MUMB0112 Mittal Chamber | 3292713 | CHRGS FOR TRANS&INST OF ADSS CABLE-96F | 500 | 500M - Meter | 40 | 20000 | CHARGES FOR TRANSPORTATION & INSTALLATION OF ADSS CABLE- EIC - 96F# | 0
1917 | 1917 | WORK CHANGE ORDER | 630108053 | 3 | 18.02.2021 | 1662725.02 | 31891028.1 | 33553753.12 | 0112 | FTTx IBD MUMB0112 Mittal Chamber | 3294064 | INSTALLATION 48 F ADSS / FIG 8 CABLE | 1000 | 1,000 | 34 | 34000 | INSTALLATION OF THE AERIAL CABLE (48 F ADSS / FIG 8 ) ALONG WITH THE ACCESSORIES. RATE INCLUDES SURVEY COST AND LOCAL LIASIONING CHARGES. | 0
1918 | 1918 | WORK CHANGE ORDER | 630108053 | 3 | 18.02.2021 | 1662725.02 | 31891028.1 | 33553753.12 | 0112 | FTTx IBD MUMB0112 Mittal Chamber | 3294065 | INSTALLATION12F ADSS / FIG 8 CABLE | 1500 | 1,500 | 24 | 36000 | INSTALLATION OF THE AERIAL CABLE (12 F ADSS / FIG 8 ) ALONG WITH THE ACCESSORIES. RATE INCLUDES SURVEY COST AND LOCAL LIASIONING CHARGES. | 0
1919 | 1919 | WORK CHANGE ORDER | 630108053 | 3 | 18.02.2021 | 1662725.02 | 31891028.1 | 33553753.12 | 0112 | FTTx IBD MUMB0112 Mittal Chamber | 3294710 | INSTALLATION 6F ADSS / FIG 8 CABLE | 500 | M - Meter | 19 | 9500 | INSTALLATION OF THE AERIAL CABLE (6 F ADSS / FIG 8 ) ALONG WITH THE ACCESSORIES. RATE INCLUDES SURVEY COST AND LOCAL LIASIONING CHARGES. # | 0
1920 | 1920 | WORK CHANGE ORDER | 630108053 | 3 | 18.02.2021 | 1662725.02 | 31891028.1 | 33553753.12 | 0112 | FTTx IBD MUMB0112 Mittal Chamber | 3252599 | BLOWING OF 96F | 500 | M - Meter | 15 | 7500 | CHARGES FOR BLOWING OF 96F FIBRE. | 0
1921 | 1921 | WORK CHANGE ORDER | 630108053 | 3 | 18.02.2021 | 1662725.02 | 31891028.1 | 33553753.12 | 0112 | FTTx IBD MUMB0112 Mittal Chamber | 3294262 | BLOWING / PULLING-48 F | 700 | M - Meter | 10 | 7000 | PULLING/BLOWING OF OFC- 48 F INCLUDING ALL MATERIALS, LABOUR, TOOLS, TACKLES, ETC.. # | 0
1922 | 1922 | WORK CHANGE ORDER | 630108053 | 3 | 18.02.2021 | 1662725.02 | 31891028.1 | 33553753.12 | 0112 | FTTx IBD MUMB0112 Mittal Chamber | 3294264 | BLOWING / PULLING-12 F | 2000 | 2,000 | 7 | 14000 | PULLING/BLOWING OF OFC-12F INCLUDING ALL MATERIALS, LABOUR, TOOLS, TACKLES, ETC.. # | 0
1923 | 1923 | WORK CHANGE ORDER | 630108053 | 3 | 18.02.2021 | 1662725.02 | 31891028.1 | 33553753.12 | 0112 | FTTx IBD MUMB0112 Mittal Chamber | 3294265 | BLOWING / PULLING-6 F | 1000 | 1,000 | 5 | 5000 | PULLING/BLOWING OF OFC-6F INCLUDING ALL MATERIALS, LABOUR, TOOLS, TACKLES, ETC.. # | 0
1924 | 1924 | WORK CHANGE ORDER | 630108053 | 3 | 18.02.2021 | 1662725.02 | 31891028.1 | 33553753.12 | 0112 | FTTx IBD MUMB0112 Mittal Chamber | 3291570 | INSTLTN OF ACCESS CHAMBER 750X400X500 MM | 2 | 2 EA - each | 2328 | 4656 | INSTALLATION OF ACCESS CHAMBERS - SIZE - 750X400X500 MM DEEP.#INCLUDING COVER & LIFTING OF ACCESS CHAMBER-UPTO 50KMS INCLUDING HANDLING ,#EXCAVATION & | 0
1925 | 1925 | WORK CHANGE ORDER | 630108053 | 3 | 18.02.2021 | 1662725.02 | 31891028.1 | 33553753.12 | 0112 | FTTx IBD MUMB0112 Mittal Chamber | 3314518 | INST OF PULLING CHAMBER 400X400X500MM | 10 | 10 EA - each | 970 | 9700 | INSTALLATION OF PULLING CHAMBERS - SIZE - 400X400X500 MM DEEP ; INCLUDING COVER .#EXCAVATION & BACKFILLING OF PITS ETC AS PER DRAWINGS , SPECIFICATIONS#AND AS | 0
1926 | 1926 | WORK CHANGE ORDER | 630108053 | 3 | 18.02.2021 | 1662725.02 | 31891028.1 | 33553753.12 | 0112 | FTTx IBD MUMB0112 Mittal Chamber | 3294239 | CHRG;REINST,TRENCH,PCC-1:2:4,GRAVEL 20MM | 1 | 1 M3 - Cubic meter | 5335 | 5335 | CHARGES FOR REINSTATEMENT OF THE TRENCHES / PITS INCLUDING ALL MATERIALS , LABOUR, TOOLS TACKES ETC..BY PCC -1:2:4 GRAVEL SIZE - 20 MM & CURING FOR 7 DAYS. THIS ITEM | 0
1927 | 1927 | WORK CHANGE ORDER | 630108053 | 3 | 18.02.2021 | 1662725.02 | 31891028.1 | 33553753.12 | 0112 | FTTx IBD MUMB0112 Mittal Chamber | 3291785 | RSTRTN EXCVTD SURFACE- W/COLD BITUMEN | 10 | 10 M - Meter | 1000 | 10000 | CHARGES FOR RESTORATION OF THE EXCAVATED SURFACES USING THE COLD BITUMEN INCLUDING PROPER COMPACTION ETC. ALL COMPLETE INCLUDING ALL MATERIALS TOOLS TACKLES | 0
1928 | 1928 | WORK CHANGE ORDER | 630108053 | 3 | 18.02.2021 | 1662725.02 | 31891028.1 | 33553753.12 | 0112 | FTTx IBD MUMB0112 Mittal Chamber | 3291786 | RSTRTN EXCVTD SURFACES-W/ HOT BITUMEN | 10 | 10 M - Meter | 383 | 3830 | CHARGES FOR RESTORATION OF THE EXCAVATED SURFACES USING THE HOT BITUMEN INCLUDING PROPER COMPACTION ETC. ALL COMPLETE INCLUDING ALL MATERIALS TOOLS TACKLES | 0
1929 | 1929 | WORK CHANGE ORDER | 630108053 | 3 | 18.02.2021 | 1662725.02 | 31891028.1 | 33553753.12 | 0112 | FTTx IBD MUMB0112 Mittal Chamber | 3290664 | CHRG F/RESTORATN OF SURF ;W/EXT TILES | 30 | 30 M - Meter | 286 | 8580 | CHARGES FOR RESTORATION OF THE EXCAVATED SURFACES USING THE EXISTING TILES OVER 100 MM THICK CONCRETE BEDDING. THE COST TO INCLUDE THE COST OF THE TILES, | 0
1930 | 1930 | WORK CHANGE ORDER | 630108053 | 3 | 18.02.2021 | 1662725.02 | 31891028.1 | 33553753.12 | 0112 | FTTx IBD MUMB0112 Mittal Chamber | 3291784 | RSTRTN EXCVTD SURFACE-W/ PAVER BLOCK | 30 | 30 M - Meter | 631 | 18930 | CHARGES FOR RESTORATION OF THE EXCAVATED SURFACE USING NEW INTER LOCKING PAVER BLOCK OVER 100 MM THICK CONCRETE BEDDING. THE COST TO INCLUDE THE COST OF THE | 0
1931 | 1931 | WORK CHANGE ORDER | 630108053 | 3 | 18.02.2021 | 1662725.02 | 31891028.1 | 33553753.12 | 0112 | FTTx IBD MUMB0112 Mittal Chamber | 3291783 | RESTORATION OF EXCV SURFACE-W/KOTA STONE | 10 | 10 M - Meter | 550 | 5500 | CHARGES FOR RESTORATION OF THE EXCAVATED SURFACE USING NEW KOTA STONE OVER 100 MM THICK CONCRETE BEDDING. THE COST TO INCLUDE THE COST OF THE KOTA STONE , | 0
1932 | 1932 | WORK CHANGE ORDER | 630108053 | 3 | 18.02.2021 | 1662725.02 | 31891028.1 | 33553753.12 | 0112 | FTTx IBD MUMB0112 Mittal Chamber | 3290665 | CHRG F/RESTORATN OF SURF ;W/CHEQUED TILE | 30 | 30 M - Meter | 419 | 12570 | CHARGES FOR RESTORATION OF THE EXCAVATED SURFACE USING NEW INTER CHEQUERED TILE OVER 100 MM THICK CONCRETE BEDDING. THE COST TO INCLUDE THE COST OF THE KOTA | 0
1933 | 1933 | WORK CHANGE ORDER | 630108053 | 3 | 18.02.2021 | 1662725.02 | 31891028.1 | 33553753.12 | 0112 | FTTx IBD MUMB0112 Mittal Chamber | 3171149 | S/FIXING PVC CONDUIT 25 MM | 1000 | 1,000 | 60 | 60000 | S/FIXING PVC CONDUIT 25MM | 0
1934 | 1934 | WORK CHANGE ORDER | 630108053 | 3 | 18.02.2021 | 1662725.02 | 31891028.1 | 33553753.12 | 0112 | FTTx IBD MUMB0112 Mittal Chamber | 3171151 | S/FIXING PVC CONDUIT 40 MM | 600 | M - Meter | 111 | 66600 | S/FIXING PVC CONDUIT 40 MM | 0
1935 | 1935 | WORK CHANGE ORDER | 630108053 | 3 | 18.02.2021 | 1662725.02 | 31891028.1 | 33553753.12 | 0112 | FTTx IBD MUMB0112 Mittal Chamber | 3318608 | S&I 25MM PVC CONDUIT USING SCAFFOLDING | 100 | 100M - Meter | 133 | 13300 | SUPPLY AND INSTALLATION OF 25MM OUTER DIA CONDUIT ON EXTERNAL WALL WITH THE HELP OF JHOOLA HOLDING INCLUDING MANPOWER, COUPLERS, BENDS, TEES, SADDLES, CLAMPS, | 0
1936 | 1936 | WORK CHANGE ORDER | 630108053 | 3 | 18.02.2021 | 1662725.02 | 31891028.1 | 33553753.12 | 0112 | FTTx IBD MUMB0112 Mittal Chamber | 3318609 | S&I 40MM PVC CONDUIT USING SCAFFOLDING | 100 | 100M - Meter | 188 | 18800 | SUPPLY AND INSTALLATION OF 40MM OUTER DIA CONDUIT ON EXTERNAL WALL WITH THE HELP OF JHOOLA HOLDING INCLUDING MANPOWER, COUPLERS, BENDS, TEES, SADDLES, CLAMPS, | 0
1937 | 1937 | WORK CHANGE ORDER | 630108053 | 3 | 18.02.2021 | 1662725.02 | 31891028.1 | 33553753.12 | 0112 | FTTx IBD MUMB0112 Mittal Chamber | 3206508 | SUP&LAY FLEX PVC CONDUIT DIA 25MM | 200 | M - Meter | 71 | 14200 | Supplying and laying of following sizes of flexible PVC conduit along with conduit accessories complete as required. | 0
1938 | 1938 | WORK CHANGE ORDER | 630108053 | 3 | 18.02.2021 | 1662725.02 | 31891028.1 | 33553753.12 | 0112 | FTTx IBD MUMB0112 Mittal Chamber | 3206510 | SUP&LAY FLEX PVC CONDUIT DIA 40MM | 150 | M - Meter | 116 | 17400 | Supplying and laying of following sizes of flexible PVC conduit along with conduit | 0
1939 | 1939 | WORK CHANGE ORDER | 630108053 | 3 | 18.02.2021 | 1662725.02 | 31891028.1 | 33553753.12 | 0112 | FTTx IBD MUMB0112 Mittal Chamber | 3318971 | S&I 25MM FLEXI PVC CONDUIT W/SCAFFOLDING | 100 | 100M - Meter | 144 | 14400 | SUPPLY AND INSTALLATION OF 25MM DIA REINFORCED FLEXIBLE CONDUIT ON EXTERNAL WALL WITH THE HELP OF JHOOLA HOLDING INCLUDING MANPOWER, COUPLERS, BENDS, TEES, | 0
1940 | 1940 | WORK CHANGE ORDER | 630108053 | 3 | 18.02.2021 | 1662725.02 | 31891028.1 | 33553753.12 | 0112 | FTTx IBD MUMB0112 Mittal Chamber | 3318972 | S&I 40MM FLEXI PVC CONDUIT W/SCAFFOLDING | 100 | 100M - Meter | 194 | 19400 | SUPPLY AND INSTALLATION OF 40MM DIA REINFORCED FLEXIBLE CONDUIT ON EXTERNAL WALL WITH THE HELP OF JHOOLA HOLDING INCLUDING MANPOWER, COUPLERS, BENDS, TEES, | 0
1941 | 1941 | WORK CHANGE ORDER | 630108053 | 3 | 18.02.2021 | 1662725.02 | 31891028.1 | 33553753.12 | 0112 | FTTx IBD MUMB0112 Mittal Chamber | 3319687 | P&F PVC JUNCTION BOX 40MM,4-WAY | 150 | EA - each | 30 | 4500 | CHARGES FOR SUPPLYING AND FIXING OF PVC JUNCTION BOX 40MM,FOUR WAY IN REQUIRED POSITION ALONG THE LINE OF PVC CONDUIT# | 0
1942 | 1942 | WORK CHANGE ORDER | 630108053 | 3 | 18.02.2021 | 1662725.02 | 31891028.1 | 33553753.12 | 0112 | FTTx IBD MUMB0112 Mittal Chamber | 3319688 | P&F PVC JUNCTION BOX 40MM,3-WAY | 150 | EA - each | 30 | 4500 | CHARGES FOR SUPPLYING AND FIXING OF PVC JUNCTION BOX 40MM,THREE WAY IN REQUIRED POSITION ALONG THE LINE OF PVC CONDUIT# | 0
1943 | 1943 | WORK CHANGE ORDER | 630108053 | 3 | 18.02.2021 | 1662725.02 | 31891028.1 | 33553753.12 | 0112 | FTTx IBD MUMB0112 Mittal Chamber | 3192918 | CHRG:S/F:PVC JUNCTION BOX 25MM,4-WAY | 150 | 150EA - each | 19 | 2850 | CHARGES FOR SUPPLYING AND FIXING OF PVC JUNCTION BOX | 0
1944 | 1944 | WORK CHANGE ORDER | 630108053 | 3 | 18.02.2021 | 1662725.02 | 31891028.1 | 33553753.12 | 0112 | FTTx IBD MUMB0112 Mittal Chamber | 3192917 | CHRG:S/F:PVC JUNCTION BOX 25MM,3-WAY | 150 | 150EA - each | 19 | 2850 | CHARGES FOR SUPPLYING AND FIXING OF PVC JUNCTION BOX | 0
1945 | 1945 | WORK CHANGE ORDER | 630108053 | 3 | 18.02.2021 | 1662725.02 | 31891028.1 | 33553753.12 | 0112 | FTTx IBD MUMB0112 Mittal Chamber | 3259755 | INSTALLATION OF FDC | 15 | EA - each | 49 | 735 | Installation of Fibre Distribution Cabinet | 0
1946 | 1946 | WORK CHANGE ORDER | 630108053 | 3 | 18.02.2021 | 1662725.02 | 31891028.1 | 33553753.12 | 0112 | FTTx IBD MUMB0112 Mittal Chamber | 3294022 | INSTALLATION OF FAT (WALL/POLE MOUNTED) | 50 | 50 EA - each | 49 | 2450 | INSTALLATION OF FIBRE ACCESS TERMINAL (WALL/POLE MOUNTED)# | 0
1947 | 1947 | WORK CHANGE ORDER | 630108053 | 3 | 18.02.2021 | 1662725.02 | 31891028.1 | 33553753.12 | 0112 | FTTx IBD MUMB0112 Mittal Chamber | 3293902 | INSTALLATION LEVEL 1 ( S1 ) SPLITTER | 20 | EA - each | 49 | 980 | INSTALLATION OF FREE ISSUED SPLITTER AT SUGGESTED LOCATION INCLUDING ALL MANPOWER, TOOLS TACKLES, HARDWARES ETC. COMPLETE AS PER THE DRG AND DIRECTION OF | 0
1948 | 1948 | WORK CHANGE ORDER | 630108053 | 3 | 18.02.2021 | 1662725.02 | 31891028.1 | 33553753.12 | 0112 | FTTx IBD MUMB0112 Mittal Chamber | 3293903 | INSTALLATION LEVEL 2 ( S2 ) SPLITTER | 160 | EA - each | 49 | 7840 | INSTALLATION OF FREE ISSUED SPLITTER AT SUGGESTED LOCATION INCLUDING ALL MANPOWER, TOOLS TACKLES, HARDWARES ETC. COMPLETE AS PER THE DRG AND DIRECTION OF | 0
1949 | 1949 | WORK CHANGE ORDER | 630108053 | 3 | 18.02.2021 | 1662725.02 | 31891028.1 | 33553753.12 | 0112 | FTTx IBD MUMB0112 Mittal Chamber | 3252601 | SPLICING,JOINTING & TERMINATION-48F | 500 | 500.000 NOS - No. | 112 | 56000 | CHARGES FOR SPLICING,JOINTING & TERMINATION OF 48F FIBRE. | 0
1950 | 1950 | WORK CHANGE ORDER | 630108053 | 3 | 18.02.2021 | 1662725.02 | 31891028.1 | 33553753.12 | 0112 | FTTx IBD MUMB0112 Mittal Chamber | 3252602 | SPLICING,JOINTING & TERMINATION-96F | 192 | 192.000 NOS - No. | 112 | 21504 | CHARGES FOR SPLICING,JOINTING & TERMINATION OF 96F FIBRE. | 0
1951 | 1951 | WORK CHANGE ORDER | 630108053 | 3 | 18.02.2021 | 1662725.02 | 31891028.1 | 33553753.12 | 0112 | FTTx IBD MUMB0112 Mittal Chamber | 3300512 | SPLICING & TERM OFC,FIXED COST/DAY | 10 | EA - each | 2425 | 24250 | OFC SPLICING&TERMINATION-FIXED COST/DAY#JOB INVOLVES: 1) SPLICING & TERMINATION OF OFC CABLE AS DIRECTED BY EIC. 2) ALL TOOLS AND TACKLES, PPES, CONSUMABLES ARE IN | 0
1952 | 1952 | WORK CHANGE ORDER | 630108053 | 3 | 18.02.2021 | 1662725.02 | 31891028.1 | 33553753.12 | 0112 | FTTx IBD MUMB0112 Mittal Chamber | 3098777 | A11102-SELF ADHESIVE LABELS | 400 | 400.000 | 10 | 4000 | 420 | 0
1953 | 1953 | WORK CHANGE ORDER | 630108053 | 3 | 18.02.2021 | 1662725.02 | 31891028.1 | 33553753.12 | 0112 | FTTx IBD MUMB0112 Mittal Chamber | 3295194 | PREPARATION OF AS BUILT DRAWINGS SBP | 15 | 15 EA - each | 194 | 2910 | AS-BUILT DRAWING FOR ALL WORKS PERFORMED AS PER SCOPE | 0
1954 | 1954 | WORK CHANGE ORDER | 630108053 | 3 | 18.02.2021 | 1662725.02 | 31891028.1 | 33553753.12 | 0112 | FTTx IBD MUMB0112 Mittal Chamber | 3111341 | DISPOSAL OF WASTE MATERIALS DEBRIS ETC. | 15 | 15.000 NOS - No. | 679 | 10185 | Collection & disposal of various kinds of unwanted materials / debris | 0
1955 | 1955 | WORK CHANGE ORDER | 630108053 | 3 | 18.02.2021 | 1662725.02 | 31891028.1 | 33553753.12 | 0112 | FTTx IBD MUMB0112 Mittal Chamber | 3295891 | MATERIAL STORAGE & SECONDARY TRNSPT | 15 | 15 EA - each | 485 | 7275 | STORAGE AND SECONDARY TRANSPORTATION OF FIM MATERIAL TO BUILDINGS, TO BE CALCULATED PER BUILDING# | 0
1956 | 1956 | WORK CHANGE ORDER | 630108053 | 3 | 18.02.2021 | 1662725.02 | 31891028.1 | 33553753.12 | 0112 | FTTx IBD MUMB0112 Mittal Chamber | 3295897 | CHRG: PRE EXECUTION BUILDING SURVEY | 15 | 15 EA - each | 290 | 4350 | PRE EXECUTION BUILDING SURVEY:#THIS IS BUILDING SURVEY BEFORE DEPLOYMENT INSIDE BUILDING DEPLOYMENT/CONSTRUCTION INCLUDES LAYING OF CONDUITS AND OTHER ODN | 0
1957 | 1957 | WORK CHANGE ORDER | 630108053 | 3 | 18.02.2021 | 1662725.02 | 31891028.1 | 33553753.12 | 0112 | FTTx IBD MUMB0112 Mittal Chamber | 3318382 | CHRG DRILLING OF HOLE 25MM IN BRICK WALL | 50 | 50 EA - each | 82 | 4100 | CHARGES FOR DRILLING HOLES OF DIAMETER 25MM IN BRICK WALL WITH PROPER DRILL MACHINE AND REINSTATEMENT AFTER CONDUITING TO ENSURE WATER PROOFING OF HOLE.# | 0
1958 | 1958 | WORK CHANGE ORDER | 630108053 | 3 | 18.02.2021 | 1662725.02 | 31891028.1 | 33553753.12 | 0112 | FTTx IBD MUMB0112 Mittal Chamber | 3318381 | CHRG DRILLING OF HOLE 40MM IN BRICK WALL | 50 | 50 EA - each | 131 | 6550 | CHARGES FOR DRILLING HOLES OF DIAMETER 40MM IN BRICK WALL WITH PROPER DRILL MACHINE AND REINSTATEMENT AFTER CONDUITING TO ENSURE WATER PROOFING OF HOLE.# | 0
1959 | 1959 | WORK CHANGE ORDER | 630108053 | 3 | 18.02.2021 | 1662725.02 | 31891028.1 | 33553753.12 | 0112 | FTTx IBD MUMB0112 Mittal Chamber | 3318200 | CHRG DRILLING OF HOLE 25MM DIA IN RCC | 50 | 50 EA - each | 131 | 6550 | CHARGES FOR DRILLING HOLES OF DIAMETER 25MM IN RCC WITH PROPER DRILL MACHINE AND REINSTATEMENT AFTER CONDUITING TO ENSURE WATER PROOFING OF HOLE.# | 0
1960 | 1960 | WORK CHANGE ORDER | 630108053 | 3 | 18.02.2021 | 1662725.02 | 31891028.1 | 33553753.12 | 0112 | FTTx IBD MUMB0112 Mittal Chamber | 3297469 | CHRG:DRILLING OF HOLE 40MM DIA IN RCC | 50 | 50 EA - each | 165 | 8250 | CHARGES FOR DRILLING HOLES OF DIAMETER ~40MM IN RCC WITH PROPER DRILL MACHINE AND REINSTATEMENT AFTER CONDUITING TO ENSURE WATER PROOFING OF HOLE. | 0
1961 | 1961 | WORK CHANGE ORDER | 630108053 | 3 | 18.02.2021 | 1662725.02 | 31891028.1 | 33553753.12 | 0112 | FTTx IBD MUMB0112 Mittal Chamber | 3319692 | S&I SIMPLEX PLUG,F/40MM HDPE DUCT | 60 | EA - each | 49 | 2940 | CHARGES FOR SUPPLYING AND FIXING OF SIMPLEX PLUG FOR 40 MM HDPE DUCT# | 0
1962 | 1962 | WORK CHANGE ORDER | 630108053 | 3 | 18.02.2021 | 1662725.02 | 31891028.1 | 33553753.12 | 0436 | FTTx IBD MUMB0436 Shiv Ishwar Bhawan | 3293883 | CHRG;SHALLOW TRENCH 40 OR 48MM 7WAY DUCT | 50 | 50 M - Meter | 160 | 8000 | EXCAVATION OF SHALLOW TRENCHES MANUALLY/CHIPPING/SLITTING UPTO A DEPTH OF 300 MM, WIDE UP TO 100 MM IN ASPHALT / CONCRETE / TILED SURFACE, LAYING 1 X 40 MM / 1 X 7 | 0
1963 | 1963 | WORK CHANGE ORDER | 630108053 | 3 | 18.02.2021 | 1662725.02 | 31891028.1 | 33553753.12 | 0436 | FTTx IBD MUMB0436 Shiv Ishwar Bhawan | 3314515 | CHRG:SHALLOW TREN 40MM DUCT W/2 NOS | 50 | 50 M - Meter | 160 | 8000 | EXCAVATION OF SHALLOW TRENCHES MANUALLY/CHIPPING/SLITTING IN ASPHALT / CONCRETE / TILED SURFACE, LAYING 2 NOS 40 MM DUCT AND FILLING THE COMPLETE DEPTH, INCLUDING | 0
1964 | 1964 | WORK CHANGE ORDER | 630108053 | 3 | 18.02.2021 | 1662725.02 | 31891028.1 | 33553753.12 | 0436 | FTTx IBD MUMB0436 Shiv Ishwar Bhawan | 3293878 | CHRG;CLAMPING-1X40MM/1X7WAY MICRO DUCT | 100 | 100M - Meter | 49 | 4900 | CLAMPING OF THE DUCTS 1 X 40 MM / 1 X 7 WAY MICRO DUCT ( 48 MM OD ) ALONG THE WALL WITH THE HELP OF CLAMPING AT EVERY 1 M C/C# | 0
1965 | 1965 | WORK CHANGE ORDER | 630108053 | 3 | 18.02.2021 | 1662725.02 | 31891028.1 | 33553753.12 | 0436 | FTTx IBD MUMB0436 Shiv Ishwar Bhawan | 3292713 | CHRGS FOR TRANS&INST OF ADSS CABLE-96F | 500 | 500M - Meter | 40 | 20000 | CHARGES FOR TRANSPORTATION & INSTALLATION OF ADSS CABLE- EIC - 96F# | 0
1966 | 1966 | WORK CHANGE ORDER | 630108053 | 3 | 18.02.2021 | 1662725.02 | 31891028.1 | 33553753.12 | 0436 | FTTx IBD MUMB0436 Shiv Ishwar Bhawan | 3294064 | INSTALLATION 48 F ADSS / FIG 8 CABLE | 1000 | 1,000 | 34 | 34000 | INSTALLATION OF THE AERIAL CABLE (48 F ADSS / FIG 8 ) ALONG WITH THE ACCESSORIES. RATE INCLUDES SURVEY COST AND LOCAL LIASIONING CHARGES. | 0
1967 | 1967 | WORK CHANGE ORDER | 630108053 | 3 | 18.02.2021 | 1662725.02 | 31891028.1 | 33553753.12 | 0436 | FTTx IBD MUMB0436 Shiv Ishwar Bhawan | 3294065 | INSTALLATION12F ADSS / FIG 8 CABLE | 1500 | 1,500 | 24 | 36000 | INSTALLATION OF THE AERIAL CABLE (12 F ADSS / FIG 8 ) ALONG WITH THE ACCESSORIES. RATE INCLUDES SURVEY COST AND LOCAL LIASIONING CHARGES. | 0
1968 | 1968 | WORK CHANGE ORDER | 630108053 | 3 | 18.02.2021 | 1662725.02 | 31891028.1 | 33553753.12 | 0436 | FTTx IBD MUMB0436 Shiv Ishwar Bhawan | 3294710 | INSTALLATION 6F ADSS / FIG 8 CABLE | 500 | M - Meter | 19 | 9500 | INSTALLATION OF THE AERIAL CABLE (6 F ADSS / FIG 8 ) ALONG WITH THE ACCESSORIES. RATE INCLUDES SURVEY COST AND LOCAL LIASIONING CHARGES. # | 0
1969 | 1969 | WORK CHANGE ORDER | 630108053 | 3 | 18.02.2021 | 1662725.02 | 31891028.1 | 33553753.12 | 0436 | FTTx IBD MUMB0436 Shiv Ishwar Bhawan | 3252599 | BLOWING OF 96F | 500 | M - Meter | 15 | 7500 | CHARGES FOR BLOWING OF 96F FIBRE. | 0
1970 | 1970 | WORK CHANGE ORDER | 630108053 | 3 | 18.02.2021 | 1662725.02 | 31891028.1 | 33553753.12 | 0436 | FTTx IBD MUMB0436 Shiv Ishwar Bhawan | 3294262 | BLOWING / PULLING-48 F | 700 | M - Meter | 10 | 7000 | PULLING/BLOWING OF OFC- 48 F INCLUDING ALL MATERIALS, LABOUR, TOOLS, TACKLES, ETC.. # | 0
1971 | 1971 | WORK CHANGE ORDER | 630108053 | 3 | 18.02.2021 | 1662725.02 | 31891028.1 | 33553753.12 | 0436 | FTTx IBD MUMB0436 Shiv Ishwar Bhawan | 3294264 | BLOWING / PULLING-12 F | 2000 | 2,000 | 7 | 14000 | PULLING/BLOWING OF OFC-12F INCLUDING ALL MATERIALS, LABOUR, TOOLS, TACKLES, ETC.. # | 0
1972 | 1972 | WORK CHANGE ORDER | 630108053 | 3 | 18.02.2021 | 1662725.02 | 31891028.1 | 33553753.12 | 0436 | FTTx IBD MUMB0436 Shiv Ishwar Bhawan | 3294265 | BLOWING / PULLING-6 F | 1000 | 1,000 | 5 | 5000 | PULLING/BLOWING OF OFC-6F INCLUDING ALL MATERIALS, LABOUR, TOOLS, TACKLES, ETC.. # | 0
1973 | 1973 | WORK CHANGE ORDER | 630108053 | 3 | 18.02.2021 | 1662725.02 | 31891028.1 | 33553753.12 | 0436 | FTTx IBD MUMB0436 Shiv Ishwar Bhawan | 3291570 | INSTLTN OF ACCESS CHAMBER 750X400X500 MM | 2 | 2 EA - each | 2328 | 4656 | INSTALLATION OF ACCESS CHAMBERS - SIZE - 750X400X500 MM DEEP.#INCLUDING COVER & LIFTING OF ACCESS CHAMBER-UPTO 50KMS INCLUDING HANDLING ,#EXCAVATION & | 0
1974 | 1974 | WORK CHANGE ORDER | 630108053 | 3 | 18.02.2021 | 1662725.02 | 31891028.1 | 33553753.12 | 0436 | FTTx IBD MUMB0436 Shiv Ishwar Bhawan | 3314518 | INST OF PULLING CHAMBER 400X400X500MM | 10 | 10 EA - each | 970 | 9700 | INSTALLATION OF PULLING CHAMBERS - SIZE - 400X400X500 MM DEEP ; INCLUDING COVER .#EXCAVATION & BACKFILLING OF PITS ETC AS PER DRAWINGS , SPECIFICATIONS#AND AS | 0
1975 | 1975 | WORK CHANGE ORDER | 630108053 | 3 | 18.02.2021 | 1662725.02 | 31891028.1 | 33553753.12 | 0436 | FTTx IBD MUMB0436 Shiv Ishwar Bhawan | 3294239 | CHRG;REINST,TRENCH,PCC-1:2:4,GRAVEL 20MM | 1 | 1 M3 - Cubic meter | 5335 | 5335 | CHARGES FOR REINSTATEMENT OF THE TRENCHES / PITS INCLUDING ALL MATERIALS , LABOUR, TOOLS TACKES ETC..BY PCC -1:2:4 GRAVEL SIZE - 20 MM & CURING FOR 7 DAYS. THIS ITEM | 0
1976 | 1976 | WORK CHANGE ORDER | 630108053 | 3 | 18.02.2021 | 1662725.02 | 31891028.1 | 33553753.12 | 0436 | FTTx IBD MUMB0436 Shiv Ishwar Bhawan | 3291785 | RSTRTN EXCVTD SURFACE- W/COLD BITUMEN | 10 | 10 M - Meter | 1000 | 10000 | CHARGES FOR RESTORATION OF THE EXCAVATED SURFACES USING THE COLD BITUMEN INCLUDING PROPER COMPACTION ETC. ALL COMPLETE INCLUDING ALL MATERIALS TOOLS TACKLES | 0
1977 | 1977 | WORK CHANGE ORDER | 630108053 | 3 | 18.02.2021 | 1662725.02 | 31891028.1 | 33553753.12 | 0436 | FTTx IBD MUMB0436 Shiv Ishwar Bhawan | 3291786 | RSTRTN EXCVTD SURFACES-W/ HOT BITUMEN | 10 | 10 M - Meter | 383 | 3830 | CHARGES FOR RESTORATION OF THE EXCAVATED SURFACES USING THE HOT BITUMEN INCLUDING PROPER COMPACTION ETC. ALL COMPLETE INCLUDING ALL MATERIALS TOOLS TACKLES | 0
1978 | 1978 | WORK CHANGE ORDER | 630108053 | 3 | 18.02.2021 | 1662725.02 | 31891028.1 | 33553753.12 | 0436 | FTTx IBD MUMB0436 Shiv Ishwar Bhawan | 3290664 | CHRG F/RESTORATN OF SURF ;W/EXT TILES | 30 | 30 M - Meter | 286 | 8580 | CHARGES FOR RESTORATION OF THE EXCAVATED SURFACES USING THE EXISTING TILES OVER 100 MM THICK CONCRETE BEDDING. THE COST TO INCLUDE THE COST OF THE TILES, | 0
1979 | 1979 | WORK CHANGE ORDER | 630108053 | 3 | 18.02.2021 | 1662725.02 | 31891028.1 | 33553753.12 | 0436 | FTTx IBD MUMB0436 Shiv Ishwar Bhawan | 3291784 | RSTRTN EXCVTD SURFACE-W/ PAVER BLOCK | 30 | 30 M - Meter | 631 | 18930 | CHARGES FOR RESTORATION OF THE EXCAVATED SURFACE USING NEW INTER LOCKING PAVER BLOCK OVER 100 MM THICK CONCRETE BEDDING. THE COST TO INCLUDE THE COST OF THE | 0
1980 | 1980 | WORK CHANGE ORDER | 630108053 | 3 | 18.02.2021 | 1662725.02 | 31891028.1 | 33553753.12 | 0436 | FTTx IBD MUMB0436 Shiv Ishwar Bhawan | 3291783 | RESTORATION OF EXCV SURFACE-W/KOTA STONE | 10 | 10 M - Meter | 550 | 5500 | CHARGES FOR RESTORATION OF THE EXCAVATED SURFACE USING NEW KOTA STONE OVER 100 MM THICK CONCRETE BEDDING. THE COST TO INCLUDE THE COST OF THE KOTA STONE , | 0
1981 | 1981 | WORK CHANGE ORDER | 630108053 | 3 | 18.02.2021 | 1662725.02 | 31891028.1 | 33553753.12 | 0436 | FTTx IBD MUMB0436 Shiv Ishwar Bhawan | 3290665 | CHRG F/RESTORATN OF SURF ;W/CHEQUED TILE | 30 | 30 M - Meter | 419 | 12570 | CHARGES FOR RESTORATION OF THE EXCAVATED SURFACE USING NEW INTER CHEQUERED TILE OVER 100 MM THICK CONCRETE BEDDING. THE COST TO INCLUDE THE COST OF THE KOTA | 0
1982 | 1982 | WORK CHANGE ORDER | 630108053 | 3 | 18.02.2021 | 1662725.02 | 31891028.1 | 33553753.12 | 0436 | FTTx IBD MUMB0436 Shiv Ishwar Bhawan | 3171149 | S/FIXING PVC CONDUIT 25 MM | 1000 | 1,000 | 60 | 60000 | S/FIXING PVC CONDUIT 25MM | 0
1983 | 1983 | WORK CHANGE ORDER | 630108053 | 3 | 18.02.2021 | 1662725.02 | 31891028.1 | 33553753.12 | 0436 | FTTx IBD MUMB0436 Shiv Ishwar Bhawan | 3171151 | S/FIXING PVC CONDUIT 40 MM | 600 | M - Meter | 111 | 66600 | S/FIXING PVC CONDUIT 40 MM | 0
1984 | 1984 | WORK CHANGE ORDER | 630108053 | 3 | 18.02.2021 | 1662725.02 | 31891028.1 | 33553753.12 | 0436 | FTTx IBD MUMB0436 Shiv Ishwar Bhawan | 3318608 | S&I 25MM PVC CONDUIT USING SCAFFOLDING | 100 | 100M - Meter | 133 | 13300 | SUPPLY AND INSTALLATION OF 25MM OUTER DIA CONDUIT ON EXTERNAL WALL WITH THE HELP OF JHOOLA HOLDING INCLUDING MANPOWER, COUPLERS, BENDS, TEES, SADDLES, CLAMPS, | 0
1985 | 1985 | WORK CHANGE ORDER | 630108053 | 3 | 18.02.2021 | 1662725.02 | 31891028.1 | 33553753.12 | 0436 | FTTx IBD MUMB0436 Shiv Ishwar Bhawan | 3318609 | S&I 40MM PVC CONDUIT USING SCAFFOLDING | 100 | 100M - Meter | 188 | 18800 | SUPPLY AND INSTALLATION OF 40MM OUTER DIA CONDUIT ON EXTERNAL WALL WITH THE HELP OF JHOOLA HOLDING INCLUDING MANPOWER, COUPLERS, BENDS, TEES, SADDLES, CLAMPS, | 0
1986 | 1986 | WORK CHANGE ORDER | 630108053 | 3 | 18.02.2021 | 1662725.02 | 31891028.1 | 33553753.12 | 0436 | FTTx IBD MUMB0436 Shiv Ishwar Bhawan | 3206508 | SUP&LAY FLEX PVC CONDUIT DIA 25MM | 200 | M - Meter | 71 | 14200 | Supplying and laying of following sizes of flexible PVC conduit along with conduit accessories complete as required. | 0
1987 | 1987 | WORK CHANGE ORDER | 630108053 | 3 | 18.02.2021 | 1662725.02 | 31891028.1 | 33553753.12 | 0436 | FTTx IBD MUMB0436 Shiv Ishwar Bhawan | 3206510 | SUP&LAY FLEX PVC CONDUIT DIA 40MM | 150 | M - Meter | 116 | 17400 | Supplying and laying of following sizes of flexible PVC conduit along with conduit | 0
1988 | 1988 | WORK CHANGE ORDER | 630108053 | 3 | 18.02.2021 | 1662725.02 | 31891028.1 | 33553753.12 | 0436 | FTTx IBD MUMB0436 Shiv Ishwar Bhawan | 3318971 | S&I 25MM FLEXI PVC CONDUIT W/SCAFFOLDING | 100 | 100M - Meter | 144 | 14400 | SUPPLY AND INSTALLATION OF 25MM DIA REINFORCED FLEXIBLE CONDUIT ON EXTERNAL WALL WITH THE HELP OF JHOOLA HOLDING INCLUDING MANPOWER, COUPLERS, BENDS, TEES, | 0
1989 | 1989 | WORK CHANGE ORDER | 630108053 | 3 | 18.02.2021 | 1662725.02 | 31891028.1 | 33553753.12 | 0436 | FTTx IBD MUMB0436 Shiv Ishwar Bhawan | 3318972 | S&I 40MM FLEXI PVC CONDUIT W/SCAFFOLDING | 100 | 100M - Meter | 194 | 19400 | SUPPLY AND INSTALLATION OF 40MM DIA REINFORCED FLEXIBLE CONDUIT ON EXTERNAL WALL WITH THE HELP OF JHOOLA HOLDING INCLUDING MANPOWER, COUPLERS, BENDS, TEES, | 0
1990 | 1990 | WORK CHANGE ORDER | 630108053 | 3 | 18.02.2021 | 1662725.02 | 31891028.1 | 33553753.12 | 0436 | FTTx IBD MUMB0436 Shiv Ishwar Bhawan | 3319687 | P&F PVC JUNCTION BOX 40MM,4-WAY | 150 | EA - each | 30 | 4500 | CHARGES FOR SUPPLYING AND FIXING OF PVC JUNCTION BOX 40MM,FOUR WAY IN REQUIRED POSITION ALONG THE LINE OF PVC CONDUIT# | 0
1991 | 1991 | WORK CHANGE ORDER | 630108053 | 3 | 18.02.2021 | 1662725.02 | 31891028.1 | 33553753.12 | 0436 | FTTx IBD MUMB0436 Shiv Ishwar Bhawan | 3319688 | P&F PVC JUNCTION BOX 40MM,3-WAY | 150 | EA - each | 30 | 4500 | CHARGES FOR SUPPLYING AND FIXING OF PVC JUNCTION BOX 40MM,THREE WAY IN REQUIRED POSITION ALONG THE LINE OF PVC CONDUIT# | 0
1992 | 1992 | WORK CHANGE ORDER | 630108053 | 3 | 18.02.2021 | 1662725.02 | 31891028.1 | 33553753.12 | 0436 | FTTx IBD MUMB0436 Shiv Ishwar Bhawan | 3192918 | CHRG:S/F:PVC JUNCTION BOX 25MM,4-WAY | 150 | 150EA - each | 19 | 2850 | CHARGES FOR SUPPLYING AND FIXING OF PVC JUNCTION BOX | 0
1993 | 1993 | WORK CHANGE ORDER | 630108053 | 3 | 18.02.2021 | 1662725.02 | 31891028.1 | 33553753.12 | 0436 | FTTx IBD MUMB0436 Shiv Ishwar Bhawan | 3192917 | CHRG:S/F:PVC JUNCTION BOX 25MM,3-WAY | 150 | 150EA - each | 19 | 2850 | CHARGES FOR SUPPLYING AND FIXING OF PVC JUNCTION BOX | 0
1994 | 1994 | WORK CHANGE ORDER | 630108053 | 3 | 18.02.2021 | 1662725.02 | 31891028.1 | 33553753.12 | 0436 | FTTx IBD MUMB0436 Shiv Ishwar Bhawan | 3259755 | INSTALLATION OF FDC | 15 | EA - each | 49 | 735 | Installation of Fibre Distribution Cabinet | 0
1995 | 1995 | WORK CHANGE ORDER | 630108053 | 3 | 18.02.2021 | 1662725.02 | 31891028.1 | 33553753.12 | 0436 | FTTx IBD MUMB0436 Shiv Ishwar Bhawan | 3294022 | INSTALLATION OF FAT (WALL/POLE MOUNTED) | 50 | 50 EA - each | 49 | 2450 | INSTALLATION OF FIBRE ACCESS TERMINAL (WALL/POLE MOUNTED)# | 0
1996 | 1996 | WORK CHANGE ORDER | 630108053 | 3 | 18.02.2021 | 1662725.02 | 31891028.1 | 33553753.12 | 0436 | FTTx IBD MUMB0436 Shiv Ishwar Bhawan | 3293902 | INSTALLATION LEVEL 1 ( S1 ) SPLITTER | 20 | EA - each | 49 | 980 | INSTALLATION OF FREE ISSUED SPLITTER AT SUGGESTED LOCATION INCLUDING ALL MANPOWER, TOOLS TACKLES, HARDWARES ETC. COMPLETE AS PER THE DRG AND DIRECTION OF | 0
1997 | 1997 | WORK CHANGE ORDER | 630108053 | 3 | 18.02.2021 | 1662725.02 | 31891028.1 | 33553753.12 | 0436 | FTTx IBD MUMB0436 Shiv Ishwar Bhawan | 3293903 | INSTALLATION LEVEL 2 ( S2 ) SPLITTER | 160 | EA - each | 49 | 7840 | INSTALLATION OF FREE ISSUED SPLITTER AT SUGGESTED LOCATION INCLUDING ALL MANPOWER, TOOLS TACKLES, HARDWARES ETC. COMPLETE AS PER THE DRG AND DIRECTION OF | 0
1998 | 1998 | WORK CHANGE ORDER | 630108053 | 3 | 18.02.2021 | 1662725.02 | 31891028.1 | 33553753.12 | 0436 | FTTx IBD MUMB0436 Shiv Ishwar Bhawan | 3252601 | SPLICING,JOINTING & TERMINATION-48F | 500 | 500.000 NOS - No. | 112 | 56000 | CHARGES FOR SPLICING,JOINTING & TERMINATION OF 48F FIBRE. | 0
1999 | 1999 | WORK CHANGE ORDER | 630108053 | 3 | 18.02.2021 | 1662725.02 | 31891028.1 | 33553753.12 | 0436 | FTTx IBD MUMB0436 Shiv Ishwar Bhawan | 3252602 | SPLICING,JOINTING & TERMINATION-96F | 192 | 192.000 NOS - No. | 112 | 21504 | CHARGES FOR SPLICING,JOINTING & TERMINATION OF 96F FIBRE. | 0
2000 | 2000 | WORK CHANGE ORDER | 630108053 | 3 | 18.02.2021 | 1662725.02 | 31891028.1 | 33553753.12 | 0436 | FTTx IBD MUMB0436 Shiv Ishwar Bhawan | 3300512 | SPLICING & TERM OFC,FIXED COST/DAY | 10 | EA - each | 2425 | 24250 | OFC SPLICING&TERMINATION-FIXED COST/DAY#JOB INVOLVES: 1) SPLICING & TERMINATION OF OFC CABLE AS DIRECTED | 0
2001 | 2001 | WORK CHANGE ORDER | 630108053 | 3 | 18.02.2021 | 1662725.02 | 31891028.1 | 33553753.12 | 0436 | FTTx IBD MUMB0436 Shiv Ishwar Bhawan | 3098777 | A11102-SELF ADHESIVE LABELS | 400 | 400.000 | 10 | 4000 | 420 | 0
2002 | 2002 | WORK CHANGE ORDER | 630108053 | 3 | 18.02.2021 | 1662725.02 | 31891028.1 | 33553753.12 | 0436 | FTTx IBD MUMB0436 Shiv Ishwar Bhawan | 3295194 | PREPARATION OF AS BUILT DRAWINGS SBP | 15 | 15 EA - each | 194 | 2910 | AS-BUILT DRAWING FOR ALL WORKS PERFORMED AS PER SCOPE | 0
2003 | 2003 | WORK CHANGE ORDER | 630108053 | 3 | 18.02.2021 | 1662725.02 | 31891028.1 | 33553753.12 | 0436 | FTTx IBD MUMB0436 Shiv Ishwar Bhawan | 3111341 | DISPOSAL OF WASTE MATERIALS DEBRIS ETC. | 15 | 15.000 NOS - No. | 679 | 10185 | Collection & disposal of various kinds of unwanted materials / debris | 0
2004 | 2004 | WORK CHANGE ORDER | 630108053 | 3 | 18.02.2021 | 1662725.02 | 31891028.1 | 33553753.12 | 0436 | FTTx IBD MUMB0436 Shiv Ishwar Bhawan | 3295891 | MATERIAL STORAGE & SECONDARY TRNSPT | 15 | 15 EA - each | 485 | 7275 | STORAGE AND SECONDARY TRANSPORTATION OF FIM MATERIAL TO BUILDINGS, TO BE CALCULATED PER BUILDING# | 0
2005 | 2005 | WORK CHANGE ORDER | 630108053 | 3 | 18.02.2021 | 1662725.02 | 31891028.1 | 33553753.12 | 0436 | FTTx IBD MUMB0436 Shiv Ishwar Bhawan | 3295897 | CHRG: PRE EXECUTION BUILDING SURVEY | 15 | 15 EA - each | 290 | 4350 | PRE EXECUTION BUILDING SURVEY:#THIS IS BUILDING SURVEY BEFORE DEPLOYMENT INSIDE BUILDING DEPLOYMENT/CONSTRUCTION INCLUDES LAYING OF CONDUITS AND OTHER ODN | 0
2006 | 2006 | WORK CHANGE ORDER | 630108053 | 3 | 18.02.2021 | 1662725.02 | 31891028.1 | 33553753.12 | 0436 | FTTx IBD MUMB0436 Shiv Ishwar Bhawan | 3318382 | CHRG DRILLING OF HOLE 25MM IN BRICK WALL | 50 | 50 EA - each | 82 | 4100 | CHARGES FOR DRILLING HOLES OF DIAMETER 25MM IN BRICK WALL WITH PROPER DRILL MACHINE AND REINSTATEMENT AFTER CONDUITING TO ENSURE WATER PROOFING OF HOLE.# | 0
2007 | 2007 | WORK CHANGE ORDER | 630108053 | 3 | 18.02.2021 | 1662725.02 | 31891028.1 | 33553753.12 | 0436 | FTTx IBD MUMB0436 Shiv Ishwar Bhawan | 3318381 | CHRG DRILLING OF HOLE 40MM IN BRICK WALL | 50 | 50 EA - each | 131 | 6550 | CHARGES FOR DRILLING HOLES OF DIAMETER 40MM IN BRICK WALL WITH PROPER DRILL MACHINE AND REINSTATEMENT AFTER CONDUITING TO ENSURE WATER PROOFING OF HOLE.# | 0
2008 | 2008 | WORK CHANGE ORDER | 630108053 | 3 | 18.02.2021 | 1662725.02 | 31891028.1 | 33553753.12 | 0436 | FTTx IBD MUMB0436 Shiv Ishwar Bhawan | 3318200 | CHRG DRILLING OF HOLE 25MM DIA IN RCC | 50 | 50 EA - each | 131 | 6550 | CHARGES FOR DRILLING HOLES OF DIAMETER 25MM IN RCC WITH PROPER DRILL MACHINE AND REINSTATEMENT AFTER CONDUITING TO ENSURE WATER PROOFING OF HOLE.# | 0
2009 | 2009 | WORK CHANGE ORDER | 630108053 | 3 | 18.02.2021 | 1662725.02 | 31891028.1 | 33553753.12 | 0436 | FTTx IBD MUMB0436 Shiv Ishwar Bhawan | 3297469 | CHRG:DRILLING OF HOLE 40MM DIA IN RCC | 50 | 50 EA - each | 165 | 8250 | CHARGES FOR DRILLING HOLES OF DIAMETER ~40MM IN RCC WITH PROPER DRILL MACHINE AND REINSTATEMENT AFTER CONDUITING TO ENSURE WATER PROOFING OF HOLE. | 0
2010 | 2010 | WORK CHANGE ORDER | 630108053 | 3 | 18.02.2021 | 1662725.02 | 31891028.1 | 33553753.12 | 0436 | FTTx IBD MUMB0436 Shiv Ishwar Bhawan | 3319692 | S&I SIMPLEX PLUG,F/40MM HDPE DUCT | 60 | EA - each | 49 | 2940 | CHARGES FOR SUPPLYING AND FIXING OF SIMPLEX PLUG FOR 40 MM HDPE DUCT# | 0
2011 | 2011 | WORK CHANGE ORDER | 630108053 | 3 | 18.02.2021 | 1662725.02 | 31891028.1 | 33553753.12 | 0419 | FTTx IBD MUMB0419 Keshav Bhawan | 3293883 | CHRG;SHALLOW TRENCH 40 OR 48MM 7WAY DUCT | 50 | 50 M - Meter | 160 | 8000 | EXCAVATION OF SHALLOW TRENCHES MANUALLY/CHIPPING/SLITTING UPTO A DEPTH OF 300 MM, WIDE UP TO 100 MM IN ASPHALT / CONCRETE / TILED SURFACE, LAYING 1 X 40 MM / 1 X 7 | 0
2012 | 2012 | WORK CHANGE ORDER | 630108053 | 3 | 18.02.2021 | 1662725.02 | 31891028.1 | 33553753.12 | 0419 | FTTx IBD MUMB0419 Keshav Bhawan | 3314515 | CHRG:SHALLOW TREN 40MM DUCT W/2 NOS | 50 | 50 M - Meter | 160 | 8000 | EXCAVATION OF SHALLOW TRENCHES MANUALLY/CHIPPING/SLITTING IN ASPHALT / CONCRETE / TILED SURFACE, LAYING 2 NOS 40 MM DUCT AND FILLING THE COMPLETE DEPTH, INCLUDING | 0
2013 | 2013 | WORK CHANGE ORDER | 630108053 | 3 | 18.02.2021 | 1662725.02 | 31891028.1 | 33553753.12 | 0419 | FTTx IBD MUMB0419 Keshav Bhawan | 3293878 | CHRG;CLAMPING-1X40MM/1X7WAY MICRO DUCT | 100 | 100M - Meter | 49 | 4900 | CLAMPING OF THE DUCTS 1 X 40 MM / 1 X 7 WAY MICRO DUCT ( 48 MM OD ) ALONG THE WALL WITH THE HELP OF CLAMPING AT EVERY 1 M C/C# | 0
2014 | 2014 | WORK CHANGE ORDER | 630108053 | 3 | 18.02.2021 | 1662725.02 | 31891028.1 | 33553753.12 | 0419 | FTTx IBD MUMB0419 Keshav Bhawan | 3292713 | CHRGS FOR TRANS&INST OF ADSS CABLE-96F | 500 | 500M - Meter | 40 | 20000 | CHARGES FOR TRANSPORTATION & INSTALLATION OF ADSS CABLE- EIC - 96F# | 0
2015 | 2015 | WORK CHANGE ORDER | 630108053 | 3 | 18.02.2021 | 1662725.02 | 31891028.1 | 33553753.12 | 0419 | FTTx IBD MUMB0419 Keshav Bhawan | 3294064 | INSTALLATION 48 F ADSS / FIG 8 CABLE | 1000 | 1,000 | 34 | 34000 | INSTALLATION OF THE AERIAL CABLE (48 F ADSS / FIG 8 ) ALONG WITH THE ACCESSORIES. RATE INCLUDES SURVEY COST AND LOCAL LIASIONING CHARGES. | 0
2016 | 2016 | WORK CHANGE ORDER | 630108053 | 3 | 18.02.2021 | 1662725.02 | 31891028.1 | 33553753.12 | 0419 | FTTx IBD MUMB0419 Keshav Bhawan | 3294065 | INSTALLATION12F ADSS / FIG 8 CABLE | 1500 | 1,500 | 24 | 36000 | INSTALLATION OF THE AERIAL CABLE (12 F ADSS / FIG 8 ) ALONG WITH THE ACCESSORIES. RATE INCLUDES SURVEY COST AND LOCAL LIASIONING CHARGES. | 0
2017 | 2017 | WORK CHANGE ORDER | 630108053 | 3 | 18.02.2021 | 1662725.02 | 31891028.1 | 33553753.12 | 0419 | FTTx IBD MUMB0419 Keshav Bhawan | 3294710 | INSTALLATION 6F ADSS / FIG 8 CABLE | 500 | M - Meter | 19 | 9500 | INSTALLATION OF THE AERIAL CABLE (6 F ADSS / FIG 8 ) ALONG WITH THE ACCESSORIES. RATE INCLUDES SURVEY COST AND LOCAL LIASIONING CHARGES. # | 0
2018 | 2018 | WORK CHANGE ORDER | 630108053 | 3 | 18.02.2021 | 1662725.02 | 31891028.1 | 33553753.12 | 0419 | FTTx IBD MUMB0419 Keshav Bhawan | 3252599 | BLOWING OF 96F | 500 | M - Meter | 15 | 7500 | CHARGES FOR BLOWING OF 96F FIBRE. | 0
2019 | 2019 | WORK CHANGE ORDER | 630108053 | 3 | 18.02.2021 | 1662725.02 | 31891028.1 | 33553753.12 | 0419 | FTTx IBD MUMB0419 Keshav Bhawan | 3294262 | BLOWING / PULLING-48 F | 700 | M - Meter | 10 | 7000 | PULLING/BLOWING OF OFC- 48 F INCLUDING ALL MATERIALS, LABOUR, TOOLS, TACKLES, ETC.. # | 0
2020 | 2020 | WORK CHANGE ORDER | 630108053 | 3 | 18.02.2021 | 1662725.02 | 31891028.1 | 33553753.12 | 0419 | FTTx IBD MUMB0419 Keshav Bhawan | 3294264 | BLOWING / PULLING-12 F | 2000 | 2,000 | 7 | 14000 | PULLING/BLOWING OF OFC-12F INCLUDING ALL MATERIALS, LABOUR, TOOLS, TACKLES, ETC.. # | 0
2021 | 2021 | WORK CHANGE ORDER | 630108053 | 3 | 18.02.2021 | 1662725.02 | 31891028.1 | 33553753.12 | 0419 | FTTx IBD MUMB0419 Keshav Bhawan | 3294265 | BLOWING / PULLING-6 F | 1000 | 1,000 | 5 | 5000 | PULLING/BLOWING OF OFC-6F INCLUDING ALL MATERIALS, LABOUR, TOOLS, TACKLES, ETC.. # | 0
2022 | 2022 | WORK CHANGE ORDER | 630108053 | 3 | 18.02.2021 | 1662725.02 | 31891028.1 | 33553753.12 | 0419 | FTTx IBD MUMB0419 Keshav Bhawan | 3291570 | INSTLTN OF ACCESS CHAMBER 750X400X500 MM | 2 | 2 EA - each | 2328 | 4656 | INSTALLATION OF ACCESS CHAMBERS - SIZE - 750X400X500 MM DEEP.#INCLUDING COVER & LIFTING OF ACCESS CHAMBER-UPTO 50KMS INCLUDING HANDLING ,#EXCAVATION & | 0
2023 | 2023 | WORK CHANGE ORDER | 630108053 | 3 | 18.02.2021 | 1662725.02 | 31891028.1 | 33553753.12 | 0419 | FTTx IBD MUMB0419 Keshav Bhawan | 3314518 | INST OF PULLING CHAMBER 400X400X500MM | 10 | 10 EA - each | 970 | 9700 | INSTALLATION OF PULLING CHAMBERS - SIZE - 400X400X500 MM DEEP ; INCLUDING COVER .#EXCAVATION & BACKFILLING OF PITS ETC AS PER DRAWINGS , SPECIFICATIONS#AND AS | 0
2024 | 2024 | WORK CHANGE ORDER | 630108053 | 3 | 18.02.2021 | 1662725.02 | 31891028.1 | 33553753.12 | 0419 | FTTx IBD MUMB0419 Keshav Bhawan | 3294239 | CHRG;REINST,TRENCH,PCC-1:2:4,GRAVEL 20MM | 2 | 2 M3 - Cubic meter | 5335 | 10670 | CHARGES FOR REINSTATEMENT OF THE TRENCHES / PITS INCLUDING ALL MATERIALS , LABOUR, TOOLS TACKES ETC..BY PCC -1:2:4 GRAVEL SIZE - 20 MM & CURING FOR 7 DAYS. THIS ITEM | 0
2025 | 2025 | WORK CHANGE ORDER | 630108053 | 3 | 18.02.2021 | 1662725.02 | 31891028.1 | 33553753.12 | 0419 | FTTx IBD MUMB0419 Keshav Bhawan | 3291785 | RSTRTN EXCVTD SURFACE- W/COLD BITUMEN | 10 | 10 M - Meter | 1000 | 10000 | CHARGES FOR RESTORATION OF THE EXCAVATED SURFACES USING THE COLD BITUMEN INCLUDING PROPER COMPACTION ETC. ALL COMPLETE INCLUDING ALL MATERIALS TOOLS TACKLES | 0
2026 | 2026 | WORK CHANGE ORDER | 630108053 | 3 | 18.02.2021 | 1662725.02 | 31891028.1 | 33553753.12 | 0419 | FTTx IBD MUMB0419 Keshav Bhawan | 3291786 | RSTRTN EXCVTD SURFACES-W/ HOT BITUMEN | 10 | 10 M - Meter | 383 | 3830 | CHARGES FOR RESTORATION OF THE EXCAVATED SURFACES USING THE HOT BITUMEN INCLUDING PROPER COMPACTION ETC. ALL COMPLETE INCLUDING ALL MATERIALS TOOLS TACKLES | 0
2027 | 2027 | WORK CHANGE ORDER | 630108053 | 3 | 18.02.2021 | 1662725.02 | 31891028.1 | 33553753.12 | 0419 | FTTx IBD MUMB0419 Keshav Bhawan | 3290664 | CHRG F/RESTORATN OF SURF ;W/EXT TILES | 30 | 30 M - Meter | 286 | 8580 | CHARGES FOR RESTORATION OF THE EXCAVATED SURFACES USING THE EXISTING TILES OVER 100 MM THICK CONCRETE BEDDING. THE COST TO INCLUDE THE COST OF THE TILES, | 0
2028 | 2028 | WORK CHANGE ORDER | 630108053 | 3 | 18.02.2021 | 1662725.02 | 31891028.1 | 33553753.12 | 0419 | FTTx IBD MUMB0419 Keshav Bhawan | 3291784 | RSTRTN EXCVTD SURFACE-W/ PAVER BLOCK | 30 | 30 M - Meter | 631 | 18930 | CHARGES FOR RESTORATION OF THE EXCAVATED SURFACE USING NEW INTER LOCKING PAVER BLOCK OVER 100 MM THICK CONCRETE BEDDING. THE COST TO INCLUDE THE COST OF THE | 0
2029 | 2029 | WORK CHANGE ORDER | 630108053 | 3 | 18.02.2021 | 1662725.02 | 31891028.1 | 33553753.12 | 0419 | FTTx IBD MUMB0419 Keshav Bhawan | 3291783 | RESTORATION OF EXCV SURFACE-W/KOTA STONE | 10 | 10 M - Meter | 550 | 5500 | CHARGES FOR RESTORATION OF THE EXCAVATED SURFACE USING NEW KOTA STONE OVER 100 MM THICK CONCRETE BEDDING. THE COST TO INCLUDE THE COST OF THE KOTA STONE , | 0
2030 | 2030 | WORK CHANGE ORDER | 630108053 | 3 | 18.02.2021 | 1662725.02 | 31891028.1 | 33553753.12 | 0419 | FTTx IBD MUMB0419 Keshav Bhawan | 3290665 | CHRG F/RESTORATN OF SURF ;W/CHEQUED TILE | 30 | 30 M - Meter | 419 | 12570 | CHARGES FOR RESTORATION OF THE EXCAVATED SURFACE USING NEW INTER CHEQUERED TILE OVER 100 MM THICK CONCRETE BEDDING. THE COST TO INCLUDE THE COST OF THE KOTA | 0
2031 | 2031 | WORK CHANGE ORDER | 630108053 | 3 | 18.02.2021 | 1662725.02 | 31891028.1 | 33553753.12 | 0419 | FTTx IBD MUMB0419 Keshav Bhawan | 3171149 | S/FIXING PVC CONDUIT 25 MM | 1000 | 1,000 | 60 | 60000 | S/FIXING PVC CONDUIT 25MM | 0
2032 | 2032 | WORK CHANGE ORDER | 630108053 | 3 | 18.02.2021 | 1662725.02 | 31891028.1 | 33553753.12 | 0419 | FTTx IBD MUMB0419 Keshav Bhawan | 3171151 | S/FIXING PVC CONDUIT 40 MM | 600 | M - Meter | 111 | 66600 | S/FIXING PVC CONDUIT 40 MM | 0
2033 | 2033 | WORK CHANGE ORDER | 630108053 | 3 | 18.02.2021 | 1662725.02 | 31891028.1 | 33553753.12 | 0419 | FTTx IBD MUMB0419 Keshav Bhawan | 3318608 | S&I 25MM PVC CONDUIT USING SCAFFOLDING | 100 | 100M - Meter | 133 | 13300 | SUPPLY AND INSTALLATION OF 25MM OUTER DIA CONDUIT ON EXTERNAL WALL WITH THE HELP OF JHOOLA HOLDING INCLUDING MANPOWER, COUPLERS, BENDS, TEES, SADDLES, CLAMPS, | 0
2034 | 2034 | WORK CHANGE ORDER | 630108053 | 3 | 18.02.2021 | 1662725.02 | 31891028.1 | 33553753.12 | 0419 | FTTx IBD MUMB0419 Keshav Bhawan | 3318609 | S&I 40MM PVC CONDUIT USING SCAFFOLDING | 100 | 100M - Meter | 188 | 18800 | SUPPLY AND INSTALLATION OF 40MM OUTER DIA CONDUIT ON EXTERNAL WALL WITH THE HELP OF JHOOLA HOLDING INCLUDING MANPOWER, COUPLERS, BENDS, TEES, SADDLES, CLAMPS, | 0
2035 | 2035 | WORK CHANGE ORDER | 630108053 | 3 | 18.02.2021 | 1662725.02 | 31891028.1 | 33553753.12 | 0419 | FTTx IBD MUMB0419 Keshav Bhawan | 3206508 | SUP&LAY FLEX PVC CONDUIT DIA 25MM | 200 | M - Meter | 71 | 14200 | Supplying and laying of following sizes of flexible PVC conduit along with conduit accessories complete as required. | 0
2036 | 2036 | WORK CHANGE ORDER | 630108053 | 3 | 18.02.2021 | 1662725.02 | 31891028.1 | 33553753.12 | 0419 | FTTx IBD MUMB0419 Keshav Bhawan | 3206510 | SUP&LAY FLEX PVC CONDUIT DIA 40MM | 150 | M - Meter | 116 | 17400 | Supplying and laying of following sizes of flexible PVC conduit along with conduit | 0
2037 | 2037 | WORK CHANGE ORDER | 630108053 | 3 | 18.02.2021 | 1662725.02 | 31891028.1 | 33553753.12 | 0419 | FTTx IBD MUMB0419 Keshav Bhawan | 3318971 | S&I 25MM FLEXI PVC CONDUIT W/SCAFFOLDING | 100 | 100M - Meter | 144 | 14400 | SUPPLY AND INSTALLATION OF 25MM DIA REINFORCED FLEXIBLE CONDUIT ON EXTERNAL WALL WITH THE HELP OF JHOOLA HOLDING INCLUDING MANPOWER, COUPLERS, BENDS, TEES, | 0
2038 | 2038 | WORK CHANGE ORDER | 630108053 | 3 | 18.02.2021 | 1662725.02 | 31891028.1 | 33553753.12 | 0419 | FTTx IBD MUMB0419 Keshav Bhawan | 3318972 | S&I 40MM FLEXI PVC CONDUIT W/SCAFFOLDING | 100 | 100M - Meter | 194 | 19400 | SUPPLY AND INSTALLATION OF 40MM DIA REINFORCED FLEXIBLE CONDUIT ON EXTERNAL WALL WITH THE HELP OF JHOOLA HOLDING INCLUDING MANPOWER, COUPLERS, BENDS, TEES, | 0
2039 | 2039 | WORK CHANGE ORDER | 630108053 | 3 | 18.02.2021 | 1662725.02 | 31891028.1 | 33553753.12 | 0419 | FTTx IBD MUMB0419 Keshav Bhawan | 3319687 | P&F PVC JUNCTION BOX 40MM,4-WAY | 150 | EA - each | 30 | 4500 | CHARGES FOR SUPPLYING AND FIXING OF PVC JUNCTION BOX 40MM,FOUR WAY IN REQUIRED POSITION ALONG THE LINE OF PVC CONDUIT# | 0
2040 | 2040 | WORK CHANGE ORDER | 630108053 | 3 | 18.02.2021 | 1662725.02 | 31891028.1 | 33553753.12 | 0419 | FTTx IBD MUMB0419 Keshav Bhawan | 3319688 | P&F PVC JUNCTION BOX 40MM,3-WAY | 150 | EA - each | 30 | 4500 | CHARGES FOR SUPPLYING AND FIXING OF PVC JUNCTION BOX 40MM,THREE WAY IN REQUIRED POSITION ALONG THE LINE OF PVC CONDUIT# | 0
2041 | 2041 | WORK CHANGE ORDER | 630108053 | 3 | 18.02.2021 | 1662725.02 | 31891028.1 | 33553753.12 | 0419 | FTTx IBD MUMB0419 Keshav Bhawan | 3192918 | CHRG:S/F:PVC JUNCTION BOX 25MM,4-WAY | 150 | 150EA - each | 19 | 2850 | CHARGES FOR SUPPLYING AND FIXING OF PVC JUNCTION BOX | 0
2042 | 2042 | WORK CHANGE ORDER | 630108053 | 3 | 18.02.2021 | 1662725.02 | 31891028.1 | 33553753.12 | 0419 | FTTx IBD MUMB0419 Keshav Bhawan | 3192917 | CHRG:S/F:PVC JUNCTION BOX 25MM,3-WAY | 150 | 150EA - each | 19 | 2850 | CHARGES FOR SUPPLYING AND FIXING OF PVC JUNCTION BOX | 0
2043 | 2043 | WORK CHANGE ORDER | 630108053 | 3 | 18.02.2021 | 1662725.02 | 31891028.1 | 33553753.12 | 0419 | FTTx IBD MUMB0419 Keshav Bhawan | 3259755 | INSTALLATION OF FDC | 15 | EA - each | 49 | 735 | Installation of Fibre Distribution Cabinet | 0
2044 | 2044 | WORK CHANGE ORDER | 630108053 | 3 | 18.02.2021 | 1662725.02 | 31891028.1 | 33553753.12 | 0419 | FTTx IBD MUMB0419 Keshav Bhawan | 3294022 | INSTALLATION OF FAT (WALL/POLE MOUNTED) | 50 | 50 EA - each | 49 | 2450 | INSTALLATION OF FIBRE ACCESS TERMINAL (WALL/POLE MOUNTED)# | 0
2045 | 2045 | WORK CHANGE ORDER | 630108053 | 3 | 18.02.2021 | 1662725.02 | 31891028.1 | 33553753.12 | 0419 | FTTx IBD MUMB0419 Keshav Bhawan | 3293902 | INSTALLATION LEVEL 1 ( S1 ) SPLITTER | 20 | EA - each | 49 | 980 | INSTALLATION OF FREE ISSUED SPLITTER AT SUGGESTED LOCATION INCLUDING ALL MANPOWER, TOOLS TACKLES, HARDWARES ETC. COMPLETE AS PER THE DRG AND DIRECTION OF | 0
2046 | 2046 | WORK CHANGE ORDER | 630108053 | 3 | 18.02.2021 | 1662725.02 | 31891028.1 | 33553753.12 | 0419 | FTTx IBD MUMB0419 Keshav Bhawan | 3293903 | INSTALLATION LEVEL 2 ( S2 ) SPLITTER | 160 | EA - each | 49 | 7840 | INSTALLATION OF FREE ISSUED SPLITTER AT SUGGESTED LOCATION INCLUDING ALL MANPOWER, TOOLS TACKLES, HARDWARES ETC. COMPLETE AS PER THE DRG AND DIRECTION OF | 0
2047 | 2047 | WORK CHANGE ORDER | 630108053 | 3 | 18.02.2021 | 1662725.02 | 31891028.1 | 33553753.12 | 0419 | FTTx IBD MUMB0419 Keshav Bhawan | 3252601 | SPLICING,JOINTING & TERMINATION-48F | 500 | 500.000 NOS - No. | 112 | 56000 | CHARGES FOR SPLICING,JOINTING & TERMINATION OF 48F FIBRE. | 0
2048 | 2048 | WORK CHANGE ORDER | 630108053 | 3 | 18.02.2021 | 1662725.02 | 31891028.1 | 33553753.12 | 0419 | FTTx IBD MUMB0419 Keshav Bhawan | 3252602 | SPLICING,JOINTING & TERMINATION-96F | 192 | 192.000 NOS - No. | 112 | 21504 | CHARGES FOR SPLICING,JOINTING & TERMINATION OF 96F FIBRE. | 0
2049 | 2049 | WORK CHANGE ORDER | 630108053 | 3 | 18.02.2021 | 1662725.02 | 31891028.1 | 33553753.12 | 0419 | FTTx IBD MUMB0419 Keshav Bhawan | 3300512 | SPLICING & TERM OFC,FIXED COST/DAY | 10 | EA - each | 2425 | 24250 | OFC SPLICING&TERMINATION-FIXED COST/DAY#JOB INVOLVES: 1) SPLICING & TERMINATION OF OFC CABLE AS DIRECTED BY EIC. 2) ALL TOOLS AND TACKLES, PPES, CONSUMABLES ARE IN | 0
2050 | 2050 | WORK CHANGE ORDER | 630108053 | 3 | 18.02.2021 | 1662725.02 | 31891028.1 | 33553753.12 | 0419 | FTTx IBD MUMB0419 Keshav Bhawan | 3098777 | A11102-SELF ADHESIVE LABELS | 400 | 400.000 | 10 | 4000 | 420 | 0
2051 | 2051 | WORK CHANGE ORDER | 630108053 | 3 | 18.02.2021 | 1662725.02 | 31891028.1 | 33553753.12 | 0419 | FTTx IBD MUMB0419 Keshav Bhawan | 3295194 | PREPARATION OF AS BUILT DRAWINGS SBP | 15 | 15 EA - each | 194 | 2910 | AS-BUILT DRAWING FOR ALL WORKS PERFORMED AS PER SCOPE | 0
2052 | 2052 | WORK CHANGE ORDER | 630108053 | 3 | 18.02.2021 | 1662725.02 | 31891028.1 | 33553753.12 | 0419 | FTTx IBD MUMB0419 Keshav Bhawan | 3111341 | DISPOSAL OF WASTE MATERIALS DEBRIS ETC. | 15 | 15.000 NOS - No. | 679 | 10185 | Collection & disposal of various kinds of unwanted materials / debris | 0
2053 | 2053 | WORK CHANGE ORDER | 630108053 | 3 | 18.02.2021 | 1662725.02 | 31891028.1 | 33553753.12 | 0419 | FTTx IBD MUMB0419 Keshav Bhawan | 3295891 | MATERIAL STORAGE & SECONDARY TRNSPT | 15 | 15 EA - each | 485 | 7275 | STORAGE AND SECONDARY TRANSPORTATION OF FIM MATERIAL TO BUILDINGS, TO BE CALCULATED PER BUILDING# | 0
2054 | 2054 | WORK CHANGE ORDER | 630108053 | 3 | 18.02.2021 | 1662725.02 | 31891028.1 | 33553753.12 | 0419 | FTTx IBD MUMB0419 Keshav Bhawan | 3295897 | CHRG: PRE EXECUTION BUILDING SURVEY | 15 | 15 EA - each | 290 | 4350 | PRE EXECUTION BUILDING SURVEY:#THIS IS BUILDING SURVEY BEFORE DEPLOYMENT INSIDE BUILDING DEPLOYMENT/CONSTRUCTION INCLUDES LAYING OF CONDUITS AND OTHER ODN | 0
2055 | 2055 | WORK CHANGE ORDER | 630108053 | 3 | 18.02.2021 | 1662725.02 | 31891028.1 | 33553753.12 | 0419 | FTTx IBD MUMB0419 Keshav Bhawan | 3318382 | CHRG DRILLING OF HOLE 25MM IN BRICK WALL | 50 | 50 EA - each | 82 | 4100 | CHARGES FOR DRILLING HOLES OF DIAMETER 25MM IN BRICK WALL WITH PROPER DRILL MACHINE AND REINSTATEMENT AFTER CONDUITING TO ENSURE WATER PROOFING OF HOLE.# | 0
2056 | 2056 | WORK CHANGE ORDER | 630108053 | 3 | 18.02.2021 | 1662725.02 | 31891028.1 | 33553753.12 | 0419 | FTTx IBD MUMB0419 Keshav Bhawan | 3318381 | CHRG DRILLING OF HOLE 40MM IN BRICK WALL | 50 | 50 EA - each | 131 | 6550 | CHARGES FOR DRILLING HOLES OF DIAMETER 40MM IN BRICK WALL WITH PROPER DRILL MACHINE AND REINSTATEMENT AFTER CONDUITING TO ENSURE WATER PROOFING OF HOLE.# | 0
2057 | 2057 | WORK CHANGE ORDER | 630108053 | 3 | 18.02.2021 | 1662725.02 | 31891028.1 | 33553753.12 | 0419 | FTTx IBD MUMB0419 Keshav Bhawan | 3318200 | CHRG DRILLING OF HOLE 25MM DIA IN RCC | 50 | 50 EA - each | 131 | 6550 | CHARGES FOR DRILLING HOLES OF DIAMETER 25MM IN RCC WITH PROPER DRILL MACHINE AND REINSTATEMENT AFTER CONDUITING TO ENSURE WATER PROOFING OF HOLE.# | 0
2058 | 2058 | WORK CHANGE ORDER | 630108053 | 3 | 18.02.2021 | 1662725.02 | 31891028.1 | 33553753.12 | 0419 | FTTx IBD MUMB0419 Keshav Bhawan | 3297469 | CHRG:DRILLING OF HOLE 40MM DIA IN RCC | 50 | 50 EA - each | 165 | 8250 | CHARGES FOR DRILLING HOLES OF DIAMETER ~40MM IN RCC WITH PROPER DRILL MACHINE AND REINSTATEMENT AFTER CONDUITING TO ENSURE WATER PROOFING OF HOLE. | 0
2059 | 2059 | WORK CHANGE ORDER | 630108053 | 3 | 18.02.2021 | 1662725.02 | 31891028.1 | 33553753.12 | 0419 | FTTx IBD MUMB0419 Keshav Bhawan | 3319692 | S&I SIMPLEX PLUG,F/40MM HDPE DUCT | 60 | EA - each | 49 | 2940 | CHARGES FOR SUPPLYING AND FIXING OF SIMPLEX PLUG FOR 40 MM HDPE DUCT# | 0
2060 | 2060 | WORK CHANGE ORDER | 630108053 | 3 | 18.02.2021 | 1662725.02 | 31891028.1 | 33553753.12 | 0419 | FTTx IBD MUMB0419 Keshav Bhawan | 3295981 | DISMANTLING OF 40MM CONDUIT | 15 | M - Meter | 15 | 225 | DISMANTLING OF ALREADY INSTALLED 40MM CONDUIT WITH ALL SADDLES AND ACCESSORIES# | 0
2061 | 2061 | WORK CHANGE ORDER | 630108053 | 3 | 18.02.2021 | 1662725.02 | 31891028.1 | 33553753.12 | 0246 | FTTx IBD MUMB0246 Khushnuma | 3293883 | CHRG;SHALLOW TRENCH 40 OR 48MM 7WAY DUCT | 50 | 50 M - Meter | 160 | 8000 | EXCAVATION OF SHALLOW TRENCHES MANUALLY/CHIPPING/SLITTING UPTO A DEPTH OF 300 MM, WIDE UP TO 100 MM IN ASPHALT / CONCRETE / TILED SURFACE, LAYING 1 X 40 MM / | 0
2062 | 2062 | WORK CHANGE ORDER | 630108053 | 3 | 18.02.2021 | 1662725.02 | 31891028.1 | 33553753.12 | 0246 | FTTx IBD MUMB0246 Khushnuma | 3314515 | CHRG:SHALLOW TREN 40MM DUCT W/2 NOS | 50 | 50 M - Meter | 160 | 8000 | EXCAVATION OF SHALLOW TRENCHES MANUALLY/CHIPPING/SLITTING IN ASPHALT / CONCRETE / TILED SURFACE, LAYING 2 NOS 40 MM DUCT AND FILLING THE COMPLETE DEPTH, INCLUDING | 0
2063 | 2063 | WORK CHANGE ORDER | 630108053 | 3 | 18.02.2021 | 1662725.02 | 31891028.1 | 33553753.12 | 0246 | FTTx IBD MUMB0246 Khushnuma | 3293878 | CHRG;CLAMPING-1X40MM/1X7WAY MICRO DUCT | 100 | 100M - Meter | 49 | 4900 | CLAMPING OF THE DUCTS 1 X 40 MM / 1 X 7 WAY MICRO DUCT ( 48 MM OD ) ALONG THE WALL WITH THE HELP OF CLAMPING AT EVERY 1 M C/C# | 0
2064 | 2064 | WORK CHANGE ORDER | 630108053 | 3 | 18.02.2021 | 1662725.02 | 31891028.1 | 33553753.12 | 0246 | FTTx IBD MUMB0246 Khushnuma | 3292713 | CHRGS FOR TRANS&INST OF ADSS CABLE-96F | 500 | 500M - Meter | 40 | 20000 | CHARGES FOR TRANSPORTATION & INSTALLATION OF ADSS CABLE- EIC - 96F# | 0
2065 | 2065 | WORK CHANGE ORDER | 630108053 | 3 | 18.02.2021 | 1662725.02 | 31891028.1 | 33553753.12 | 0246 | FTTx IBD MUMB0246 Khushnuma | 3294064 | INSTALLATION 48 F ADSS / FIG 8 CABLE | 1000 | 1,000 | 34 | 34000 | INSTALLATION OF THE AERIAL CABLE (48 F ADSS / FIG 8 ) ALONG WITH THE ACCESSORIES. RATE INCLUDES SURVEY COST AND LOCAL LIASIONING CHARGES. | 0
2066 | 2066 | WORK CHANGE ORDER | 630108053 | 3 | 18.02.2021 | 1662725.02 | 31891028.1 | 33553753.12 | 0246 | FTTx IBD MUMB0246 Khushnuma | 3294065 | INSTALLATION12F ADSS / FIG 8 CABLE | 1500 | 1,500 | 24 | 36000 | INSTALLATION OF THE AERIAL CABLE (12 F ADSS / FIG 8 ) ALONG WITH THE ACCESSORIES. RATE INCLUDES SURVEY COST AND LOCAL LIASIONING CHARGES. | 0
2067 | 2067 | WORK CHANGE ORDER | 630108053 | 3 | 18.02.2021 | 1662725.02 | 31891028.1 | 33553753.12 | 0246 | FTTx IBD MUMB0246 Khushnuma | 3294710 | INSTALLATION 6F ADSS / FIG 8 CABLE | 500 | M - Meter | 19 | 9500 | INSTALLATION OF THE AERIAL CABLE (6 F ADSS / FIG 8 ) ALONG WITH THE ACCESSORIES. RATE INCLUDES SURVEY COST AND LOCAL LIASIONING CHARGES. # | 0
2068 | 2068 | WORK CHANGE ORDER | 630108053 | 3 | 18.02.2021 | 1662725.02 | 31891028.1 | 33553753.12 | 0246 | FTTx IBD MUMB0246 Khushnuma | 3252599 | BLOWING OF 96F | 500 | M - Meter | 15 | 7500 | CHARGES FOR BLOWING OF 96F FIBRE. | 0
2069 | 2069 | WORK CHANGE ORDER | 630108053 | 3 | 18.02.2021 | 1662725.02 | 31891028.1 | 33553753.12 | 0246 | FTTx IBD MUMB0246 Khushnuma | 3294262 | BLOWING / PULLING-48 F | 700 | M - Meter | 10 | 7000 | PULLING/BLOWING OF OFC- 48 F INCLUDING ALL MATERIALS, LABOUR, TOOLS, TACKLES, ETC.. # | 0
2070 | 2070 | WORK CHANGE ORDER | 630108053 | 3 | 18.02.2021 | 1662725.02 | 31891028.1 | 33553753.12 | 0246 | FTTx IBD MUMB0246 Khushnuma | 3294264 | BLOWING / PULLING-12 F | 2000 | 2,000 | 7 | 14000 | PULLING/BLOWING OF OFC-12F INCLUDING ALL MATERIALS, LABOUR, TOOLS, TACKLES, ETC.. # | 0
2071 | 2071 | WORK CHANGE ORDER | 630108053 | 3 | 18.02.2021 | 1662725.02 | 31891028.1 | 33553753.12 | 0246 | FTTx IBD MUMB0246 Khushnuma | 3294265 | BLOWING / PULLING-6 F | 1000 | 1,000 | 5 | 5000 | PULLING/BLOWING OF OFC-6F INCLUDING ALL MATERIALS, LABOUR, TOOLS, TACKLES, ETC.. # | 0
2072 | 2072 | WORK CHANGE ORDER | 630108053 | 3 | 18.02.2021 | 1662725.02 | 31891028.1 | 33553753.12 | 0246 | FTTx IBD MUMB0246 Khushnuma | 3291570 | INSTLTN OF ACCESS CHAMBER 750X400X500 MM | 2 | 2 EA - each | 2328 | 4656 | INSTALLATION OF ACCESS CHAMBERS - SIZE - 750X400X500 MM DEEP.#INCLUDING COVER & LIFTING OF ACCESS CHAMBER-UPTO 50KMS INCLUDING HANDLING ,#EXCAVATION & | 0
2073 | 2073 | WORK CHANGE ORDER | 630108053 | 3 | 18.02.2021 | 1662725.02 | 31891028.1 | 33553753.12 | 0246 | FTTx IBD MUMB0246 Khushnuma | 3314518 | INST OF PULLING CHAMBER 400X400X500MM | 10 | 10 EA - each | 970 | 9700 | INSTALLATION OF PULLING CHAMBERS - SIZE - 400X400X500 MM DEEP ; INCLUDING COVER .#EXCAVATION & BACKFILLING OF PITS ETC AS PER DRAWINGS , SPECIFICATIONS#AND AS | 0
2074 | 2074 | WORK CHANGE ORDER | 630108053 | 3 | 18.02.2021 | 1662725.02 | 31891028.1 | 33553753.12 | 0246 | FTTx IBD MUMB0246 Khushnuma | 3294239 | CHRG;REINST,TRENCH,PCC-1:2:4,GRAVEL 20MM | 1 | 1 M3 - Cubic meter | 5335 | 5335 | CHARGES FOR REINSTATEMENT OF THE TRENCHES / PITS INCLUDING ALL MATERIALS , LABOUR, TOOLS TACKES ETC..BY PCC -1:2:4 GRAVEL SIZE - 20 MM & CURING FOR 7 DAYS. THIS ITEM | 0
2075 | 2075 | WORK CHANGE ORDER | 630108053 | 3 | 18.02.2021 | 1662725.02 | 31891028.1 | 33553753.12 | 0246 | FTTx IBD MUMB0246 Khushnuma | 3291785 | RSTRTN EXCVTD SURFACE- W/COLD BITUMEN | 10 | 10 M - Meter | 1000 | 10000 | CHARGES FOR RESTORATION OF THE EXCAVATED SURFACES USING THE COLD BITUMEN INCLUDING PROPER COMPACTION ETC. ALL COMPLETE INCLUDING ALL MATERIALS TOOLS TACKLES | 0
2076 | 2076 | WORK CHANGE ORDER | 630108053 | 3 | 18.02.2021 | 1662725.02 | 31891028.1 | 33553753.12 | 0246 | FTTx IBD MUMB0246 Khushnuma | 3291786 | RSTRTN EXCVTD SURFACES-W/ HOT BITUMEN | 10 | 10 M - Meter | 383 | 3830 | CHARGES FOR RESTORATION OF THE EXCAVATED SURFACES USING THE HOT BITUMEN INCLUDING PROPER COMPACTION ETC. ALL COMPLETE INCLUDING ALL MATERIALS TOOLS TACKLES | 0
2077 | 2077 | WORK CHANGE ORDER | 630108053 | 3 | 18.02.2021 | 1662725.02 | 31891028.1 | 33553753.12 | 0246 | FTTx IBD MUMB0246 Khushnuma | 3290664 | CHRG F/RESTORATN OF SURF ;W/EXT TILES | 30 | 30 M - Meter | 286 | 8580 | CHARGES FOR RESTORATION OF THE EXCAVATED SURFACES USING THE EXISTING TILES OVER 100 MM THICK CONCRETE BEDDING. THE COST TO INCLUDE THE COST OF THE TILES, | 0
2078 | 2078 | WORK CHANGE ORDER | 630108053 | 3 | 18.02.2021 | 1662725.02 | 31891028.1 | 33553753.12 | 0246 | FTTx IBD MUMB0246 Khushnuma | 3291784 | RSTRTN EXCVTD SURFACE-W/ PAVER BLOCK | 30 | 30 M - Meter | 631 | 18930 | CHARGES FOR RESTORATION OF THE EXCAVATED SURFACE USING NEW INTER LOCKING PAVER BLOCK OVER 100 MM THICK CONCRETE BEDDING. THE COST TO INCLUDE THE COST OF THE | 0
2079 | 2079 | WORK CHANGE ORDER | 630108053 | 3 | 18.02.2021 | 1662725.02 | 31891028.1 | 33553753.12 | 0246 | FTTx IBD MUMB0246 Khushnuma | 3291783 | RESTORATION OF EXCV SURFACE-W/KOTA STONE | 10 | 10 M - Meter | 550 | 5500 | CHARGES FOR RESTORATION OF THE EXCAVATED SURFACE USING NEW KOTA STONE OVER 100 MM THICK CONCRETE BEDDING. THE COST TO INCLUDE THE COST OF THE KOTA STONE , | 0
2080 | 2080 | WORK CHANGE ORDER | 630108053 | 3 | 18.02.2021 | 1662725.02 | 31891028.1 | 33553753.12 | 0246 | FTTx IBD MUMB0246 Khushnuma | 3290665 | CHRG F/RESTORATN OF SURF ;W/CHEQUED TILE | 30 | 30 M - Meter | 419 | 12570 | CHARGES FOR RESTORATION OF THE EXCAVATED SURFACE USING NEW INTER CHEQUERED TILE OVER 100 MM THICK CONCRETE BEDDING. THE COST TO INCLUDE THE COST OF THE KOTA | 0
2081 | 2081 | WORK CHANGE ORDER | 630108053 | 3 | 18.02.2021 | 1662725.02 | 31891028.1 | 33553753.12 | 0246 | FTTx IBD MUMB0246 Khushnuma | 3171149 | S/FIXING PVC CONDUIT 25 MM | 1000 | 1,000 | 60 | 60000 | S/FIXING PVC CONDUIT 25MM | 0
2082 | 2082 | WORK CHANGE ORDER | 630108053 | 3 | 18.02.2021 | 1662725.02 | 31891028.1 | 33553753.12 | 0246 | FTTx IBD MUMB0246 Khushnuma | 3171151 | S/FIXING PVC CONDUIT 40 MM | 600 | M - Meter | 111 | 66600 | S/FIXING PVC CONDUIT 40 MM | 0
2083 | 2083 | WORK CHANGE ORDER | 630108053 | 3 | 18.02.2021 | 1662725.02 | 31891028.1 | 33553753.12 | 0246 | FTTx IBD MUMB0246 Khushnuma | 3318608 | S&I 25MM PVC CONDUIT USING SCAFFOLDING | 100 | 100M - Meter | 133 | 13300 | SUPPLY AND INSTALLATION OF 25MM OUTER DIA CONDUIT ON EXTERNAL WALL WITH THE HELP OF JHOOLA HOLDING INCLUDING MANPOWER, COUPLERS, BENDS, TEES, SADDLES, CLAMPS, | 0
2084 | 2084 | WORK CHANGE ORDER | 630108053 | 3 | 18.02.2021 | 1662725.02 | 31891028.1 | 33553753.12 | 0246 | FTTx IBD MUMB0246 Khushnuma | 3318609 | S&I 40MM PVC CONDUIT USING SCAFFOLDING | 100 | 100M - Meter | 188 | 18800 | SUPPLY AND INSTALLATION OF 40MM OUTER DIA CONDUIT ON EXTERNAL WALL WITH THE HELP OF JHOOLA HOLDING INCLUDING MANPOWER, COUPLERS, BENDS, TEES, SADDLES, CLAMPS, | 0
2085 | 2085 | WORK CHANGE ORDER | 630108053 | 3 | 18.02.2021 | 1662725.02 | 31891028.1 | 33553753.12 | 0246 | FTTx IBD MUMB0246 Khushnuma | 3206508 | SUP&LAY FLEX PVC CONDUIT DIA 25MM | 600 | M - Meter | 71 | 42600 | Supplying and laying of following sizes of flexible PVC conduit along with conduit accessories complete as required. | 0
2086 | 2086 | WORK CHANGE ORDER | 630108053 | 3 | 18.02.2021 | 1662725.02 | 31891028.1 | 33553753.12 | 0246 | FTTx IBD MUMB0246 Khushnuma | 3206510 | SUP&LAY FLEX PVC CONDUIT DIA 40MM | 150 | M - Meter | 116 | 17400 | Supplying and laying of following sizes of flexible PVC conduit along with conduit | 0
2087 | 2087 | WORK CHANGE ORDER | 630108053 | 3 | 18.02.2021 | 1662725.02 | 31891028.1 | 33553753.12 | 0246 | FTTx IBD MUMB0246 Khushnuma | 3318971 | S&I 25MM FLEXI PVC CONDUIT W/SCAFFOLDING | 100 | 100M - Meter | 144 | 14400 | SUPPLY AND INSTALLATION OF 25MM DIA REINFORCED FLEXIBLE CONDUIT ON EXTERNAL WALL WITH THE HELP OF JHOOLA HOLDING INCLUDING MANPOWER, COUPLERS, BENDS, TEES, | 0
2088 | 2088 | WORK CHANGE ORDER | 630108053 | 3 | 18.02.2021 | 1662725.02 | 31891028.1 | 33553753.12 | 0246 | FTTx IBD MUMB0246 Khushnuma | 3318972 | S&I 40MM FLEXI PVC CONDUIT W/SCAFFOLDING | 100 | 100M - Meter | 194 | 19400 | SUPPLY AND INSTALLATION OF 40MM DIA REINFORCED FLEXIBLE CONDUIT ON EXTERNAL WALL WITH THE HELP OF JHOOLA HOLDING INCLUDING MANPOWER, COUPLERS, BENDS, TEES, | 0
2089 | 2089 | WORK CHANGE ORDER | 630108053 | 3 | 18.02.2021 | 1662725.02 | 31891028.1 | 33553753.12 | 0246 | FTTx IBD MUMB0246 Khushnuma | 3319687 | P&F PVC JUNCTION BOX 40MM,4-WAY | 150 | EA - each | 30 | 4500 | CHARGES FOR SUPPLYING AND FIXING OF PVC JUNCTION BOX 40MM,FOUR WAY IN REQUIRED POSITION ALONG THE LINE OF PVC CONDUIT# | 0
2090 | 2090 | WORK CHANGE ORDER | 630108053 | 3 | 18.02.2021 | 1662725.02 | 31891028.1 | 33553753.12 | 0246 | FTTx IBD MUMB0246 Khushnuma | 3319688 | P&F PVC JUNCTION BOX 40MM,3-WAY | 150 | EA - each | 30 | 4500 | CHARGES FOR SUPPLYING AND FIXING OF PVC JUNCTION BOX 40MM,THREE WAY IN REQUIRED POSITION ALONG THE LINE OF PVC CONDUIT# | 0
2091 | 2091 | WORK CHANGE ORDER | 630108053 | 3 | 18.02.2021 | 1662725.02 | 31891028.1 | 33553753.12 | 0246 | FTTx IBD MUMB0246 Khushnuma | 3192918 | CHRG:S/F:PVC JUNCTION BOX 25MM,4-WAY | 150 | 150EA - each | 19 | 2850 | CHARGES FOR SUPPLYING AND FIXING OF PVC JUNCTION BOX | 0
2092 | 2092 | WORK CHANGE ORDER | 630108053 | 3 | 18.02.2021 | 1662725.02 | 31891028.1 | 33553753.12 | 0246 | FTTx IBD MUMB0246 Khushnuma | 3192917 | CHRG:S/F:PVC JUNCTION BOX 25MM,3-WAY | 150 | 150EA - each | 19 | 2850 | CHARGES FOR SUPPLYING AND FIXING OF PVC JUNCTION BOX | 0
2093 | 2093 | WORK CHANGE ORDER | 630108053 | 3 | 18.02.2021 | 1662725.02 | 31891028.1 | 33553753.12 | 0246 | FTTx IBD MUMB0246 Khushnuma | 3259755 | INSTALLATION OF FDC | 15 | EA - each | 49 | 735 | Installation of Fibre Distribution Cabinet | 0
2094 | 2094 | WORK CHANGE ORDER | 630108053 | 3 | 18.02.2021 | 1662725.02 | 31891028.1 | 33553753.12 | 0246 | FTTx IBD MUMB0246 Khushnuma | 3294022 | INSTALLATION OF FAT (WALL/POLE MOUNTED) | 80 | 80 EA - each | 49 | 3920 | INSTALLATION OF FIBRE ACCESS TERMINAL (WALL/POLE MOUNTED)# | 0
2095 | 2095 | WORK CHANGE ORDER | 630108053 | 3 | 18.02.2021 | 1662725.02 | 31891028.1 | 33553753.12 | 0246 | FTTx IBD MUMB0246 Khushnuma | 3293902 | INSTALLATION LEVEL 1 ( S1 ) SPLITTER | 20 | EA - each | 49 | 980 | INSTALLATION OF FREE ISSUED SPLITTER AT SUGGESTED LOCATION INCLUDING ALL MANPOWER, TOOLS TACKLES, HARDWARES ETC. COMPLETE AS PER THE DRG AND DIRECTION OF | 0
2096 | 2096 | WORK CHANGE ORDER | 630108053 | 3 | 18.02.2021 | 1662725.02 | 31891028.1 | 33553753.12 | 0246 | FTTx IBD MUMB0246 Khushnuma | 3293903 | INSTALLATION LEVEL 2 ( S2 ) SPLITTER | 160 | EA - each | 49 | 7840 | INSTALLATION OF FREE ISSUED SPLITTER AT SUGGESTED LOCATION INCLUDING ALL MANPOWER, TOOLS TACKLES, HARDWARES ETC. COMPLETE AS PER THE DRG AND DIRECTION OF | 0
2097 | 2097 | WORK CHANGE ORDER | 630108053 | 3 | 18.02.2021 | 1662725.02 | 31891028.1 | 33553753.12 | 0246 | FTTx IBD MUMB0246 Khushnuma | 3252601 | SPLICING,JOINTING & TERMINATION-48F | 500 | 500.000 NOS - No. | 112 | 56000 | CHARGES FOR SPLICING,JOINTING & TERMINATION OF 48F FIBRE. | 0
2098 | 2098 | WORK CHANGE ORDER | 630108053 | 3 | 18.02.2021 | 1662725.02 | 31891028.1 | 33553753.12 | 0246 | FTTx IBD MUMB0246 Khushnuma | 3252602 | SPLICING,JOINTING & TERMINATION-96F | 192 | 192.000 NOS - No. | 112 | 21504 | CHARGES FOR SPLICING,JOINTING & TERMINATION OF 96F FIBRE. | 0
2099 | 2099 | WORK CHANGE ORDER | 630108053 | 3 | 18.02.2021 | 1662725.02 | 31891028.1 | 33553753.12 | 0246 | FTTx IBD MUMB0246 Khushnuma | 3300512 | SPLICING & TERM OFC,FIXED COST/DAY | 12 | EA - each | 2425 | 29100 | OFC SPLICING&TERMINATION-FIXED COST/DAY#JOB INVOLVES: 1) SPLICING & TERMINATION OF OFC CABLE AS DIRECTED BY EIC. 2) ALL TOOLS AND TACKLES, PPES, CONSUMABLES ARE IN | 0
2100 | 2100 | WORK CHANGE ORDER | 630108053 | 3 | 18.02.2021 | 1662725.02 | 31891028.1 | 33553753.12 | 0246 | FTTx IBD MUMB0246 Khushnuma | 3098777 | A11102-SELF ADHESIVE LABELS | 400 | 400.000 | 10 | 4000 | 410 | 0
2101 | 2101 | WORK CHANGE ORDER | 630108053 | 3 | 18.02.2021 | 1662725.02 | 31891028.1 | 33553753.12 | 0246 | FTTx IBD MUMB0246 Khushnuma | 3295194 | PREPARATION OF AS BUILT DRAWINGS SBP | 15 | 15 EA - each | 194 | 2910 | AS-BUILT DRAWING FOR ALL WORKS PERFORMED AS PER SCOPE | 0
2102 | 2102 | WORK CHANGE ORDER | 630108053 | 3 | 18.02.2021 | 1662725.02 | 31891028.1 | 33553753.12 | 0246 | FTTx IBD MUMB0246 Khushnuma | 3111341 | DISPOSAL OF WASTE MATERIALS DEBRIS ETC. | 15 | 15.000 NOS - No. | 679 | 10185 | Collection & disposal of various kinds of unwanted materials / debris | 0
2103 | 2103 | WORK CHANGE ORDER | 630108053 | 3 | 18.02.2021 | 1662725.02 | 31891028.1 | 33553753.12 | 0246 | FTTx IBD MUMB0246 Khushnuma | 3295891 | MATERIAL STORAGE & SECONDARY TRNSPT | 15 | 15 EA - each | 485 | 7275 | STORAGE AND SECONDARY TRANSPORTATION OF FIM MATERIAL TO BUILDINGS, TO BE CALCULATED PER BUILDING# | 0
2104 | 2104 | WORK CHANGE ORDER | 630108053 | 3 | 18.02.2021 | 1662725.02 | 31891028.1 | 33553753.12 | 0246 | FTTx IBD MUMB0246 Khushnuma | 3295897 | CHRG: PRE EXECUTION BUILDING SURVEY | 15 | 15 EA - each | 290 | 4350 | PRE EXECUTION BUILDING SURVEY:#THIS IS BUILDING SURVEY BEFORE DEPLOYMENT INSIDE BUILDING DEPLOYMENT/CONSTRUCTION INCLUDES LAYING OF CONDUITS AND OTHER ODN | 0
2105 | 2105 | WORK CHANGE ORDER | 630108053 | 3 | 18.02.2021 | 1662725.02 | 31891028.1 | 33553753.12 | 0246 | FTTx IBD MUMB0246 Khushnuma | 3318382 | CHRG DRILLING OF HOLE 25MM IN BRICK WALL | 50 | 50 EA - each | 82 | 4100 | CHARGES FOR DRILLING HOLES OF DIAMETER 25MM IN BRICK WALL WITH PROPER DRILL MACHINE AND REINSTATEMENT AFTER CONDUITING TO ENSURE WATER PROOFING OF HOLE.# | 0
2106 | 2106 | WORK CHANGE ORDER | 630108053 | 3 | 18.02.2021 | 1662725.02 | 31891028.1 | 33553753.12 | 0246 | FTTx IBD MUMB0246 Khushnuma | 3318381 | CHRG DRILLING OF HOLE 40MM IN BRICK WALL | 50 | 50 EA - each | 131 | 6550 | CHARGES FOR DRILLING HOLES OF DIAMETER 40MM IN BRICK WALL WITH PROPER DRILL MACHINE AND REINSTATEMENT AFTER CONDUITING TO ENSURE WATER PROOFING OF HOLE.# | 0
2107 | 2107 | WORK CHANGE ORDER | 630108053 | 3 | 18.02.2021 | 1662725.02 | 31891028.1 | 33553753.12 | 0246 | FTTx IBD MUMB0246 Khushnuma | 3318200 | CHRG DRILLING OF HOLE 25MM DIA IN RCC | 50 | 50 EA - each | 131 | 6550 | CHARGES FOR DRILLING HOLES OF DIAMETER 25MM IN RCC WITH PROPER DRILL MACHINE AND REINSTATEMENT AFTER CONDUITING TO ENSURE WATER PROOFING OF HOLE.# | 0
2108 | 2108 | WORK CHANGE ORDER | 630108053 | 3 | 18.02.2021 | 1662725.02 | 31891028.1 | 33553753.12 | 0246 | FTTx IBD MUMB0246 Khushnuma | 3297469 | CHRG:DRILLING OF HOLE 40MM DIA IN RCC | 50 | 50 EA - each | 165 | 8250 | CHARGES FOR DRILLING HOLES OF DIAMETER ~40MM IN RCC WITH PROPER DRILL MACHINE AND REINSTATEMENT AFTER CONDUITING TO ENSURE WATER PROOFING OF HOLE. | 0
2109 | 2109 | WORK CHANGE ORDER | 630108053 | 3 | 18.02.2021 | 1662725.02 | 31891028.1 | 33553753.12 | 0246 | FTTx IBD MUMB0246 Khushnuma | 3319692 | S&I SIMPLEX PLUG,F/40MM HDPE DUCT | 60 | EA - each | 49 | 2940 | CHARGES FOR SUPPLYING AND FIXING OF SIMPLEX PLUG FOR 40 MM HDPE DUCT# | 0
2110 | 2110 | WORK CHANGE ORDER | 630108053 | 3 | 18.02.2021 | 1662725.02 | 31891028.1 | 33553753.12 | 0246 | FTTx IBD MUMB0246 Khushnuma | 3297394 | REMOVAL OF FIBRE CABLE 12F | 177 | M - Meter | 4 | 708 | REMOVAL OF ALREADY LAID FIBER CABLE OF 12F# | 0
2111 | 2111 | WORK CHANGE ORDER | 630108053 | 3 | 18.02.2021 | 1662725.02 | 31891028.1 | 33553753.12 | 0246 | FTTx IBD MUMB0246 Khushnuma | 3295960 | DISMANTLING OF 25MM CONDUIT | 70 | M - Meter | 10 | 700 | DISMANTLING OF ALREADY INSTALLED 25MM CONDUIT WITH ALL SADDLES AND ACCESSORIES# | 0
2112 | 2112 | WORK CHANGE ORDER | 630108053 | 3 | 18.02.2021 | 1662725.02 | 31891028.1 | 33553753.12 | 0351 | FTTx IBD MUMB0351 Atur House | 3293883 | CHRG;SHALLOW TRENCH 40 OR 48MM 7WAY DUCT | 50 | 50 M - Meter | 160 | 8000 | EXCAVATION OF SHALLOW TRENCHES MANUALLY/CHIPPING/SLITTING UPTO A DEPTH OF 300 MM, WIDE UP TO 100 MM IN ASPHALT / CONCRETE / TILED SURFACE, LAYING 1 X 40 MM / | 0
2113 | 2113 | WORK CHANGE ORDER | 630108053 | 3 | 18.02.2021 | 1662725.02 | 31891028.1 | 33553753.12 | 0351 | FTTx IBD MUMB0351 Atur House | 3314515 | CHRG:SHALLOW TREN 40MM DUCT W/2 NOS | 50 | 50 M - Meter | 160 | 8000 | EXCAVATION OF SHALLOW TRENCHES MANUALLY/CHIPPING/SLITTING IN ASPHALT / CONCRETE / TILED SURFACE, LAYING 2 NOS 40 MM DUCT AND FILLING THE COMPLETE DEPTH, INCLUDING | 0
2114 | 2114 | WORK CHANGE ORDER | 630108053 | 3 | 18.02.2021 | 1662725.02 | 31891028.1 | 33553753.12 | 0351 | FTTx IBD MUMB0351 Atur House | 3293878 | CHRG;CLAMPING-1X40MM/1X7WAY MICRO DUCT | 100 | 100M - Meter | 49 | 4900 | CLAMPING OF THE DUCTS 1 X 40 MM / 1 X 7 WAY MICRO DUCT ( 48 MM OD ) ALONG THE WALL WITH THE HELP OF CLAMPING AT EVERY 1 M C/C# | 0
2115 | 2115 | WORK CHANGE ORDER | 630108053 | 3 | 18.02.2021 | 1662725.02 | 31891028.1 | 33553753.12 | 0351 | FTTx IBD MUMB0351 Atur House | 3292713 | CHRGS FOR TRANS&INST OF ADSS CABLE-96F | 500 | 500M - Meter | 40 | 20000 | CHARGES FOR TRANSPORTATION & INSTALLATION OF ADSS CABLE- EIC - 96F# | 0
2116 | 2116 | WORK CHANGE ORDER | 630108053 | 3 | 18.02.2021 | 1662725.02 | 31891028.1 | 33553753.12 | 0351 | FTTx IBD MUMB0351 Atur House | 3294064 | INSTALLATION 48 F ADSS / FIG 8 CABLE | 1000 | 1,000 | 34 | 34000 | INSTALLATION OF THE AERIAL CABLE (48 F ADSS / FIG 8 ) ALONG WITH THE ACCESSORIES. RATE INCLUDES SURVEY COST AND LOCAL LIASIONING CHARGES. | 0
2117 | 2117 | WORK CHANGE ORDER | 630108053 | 3 | 18.02.2021 | 1662725.02 | 31891028.1 | 33553753.12 | 0351 | FTTx IBD MUMB0351 Atur House | 3294065 | INSTALLATION12F ADSS / FIG 8 CABLE | 1500 | 1,500 | 24 | 36000 | INSTALLATION OF THE AERIAL CABLE (12 F ADSS / FIG 8 ) ALONG WITH THE ACCESSORIES. RATE INCLUDES SURVEY COST AND LOCAL LIASIONING CHARGES. | 0
2118 | 2118 | WORK CHANGE ORDER | 630108053 | 3 | 18.02.2021 | 1662725.02 | 31891028.1 | 33553753.12 | 0351 | FTTx IBD MUMB0351 Atur House | 3294710 | INSTALLATION 6F ADSS / FIG 8 CABLE | 500 | M - Meter | 19 | 9500 | INSTALLATION OF THE AERIAL CABLE (6 F ADSS / FIG 8 ) ALONG WITH THE ACCESSORIES. RATE INCLUDES SURVEY COST AND LOCAL LIASIONING CHARGES. # | 0
2119 | 2119 | WORK CHANGE ORDER | 630108053 | 3 | 18.02.2021 | 1662725.02 | 31891028.1 | 33553753.12 | 0351 | FTTx IBD MUMB0351 Atur House | 3252599 | BLOWING OF 96F | 500 | M - Meter | 15 | 7500 | CHARGES FOR BLOWING OF 96F FIBRE. | 0
2120 | 2120 | WORK CHANGE ORDER | 630108053 | 3 | 18.02.2021 | 1662725.02 | 31891028.1 | 33553753.12 | 0351 | FTTx IBD MUMB0351 Atur House | 3294262 | BLOWING / PULLING-48 F | 700 | M - Meter | 10 | 7000 | PULLING/BLOWING OF OFC- 48 F INCLUDING ALL MATERIALS, LABOUR, TOOLS, TACKLES, ETC.. # | 0
2121 | 2121 | WORK CHANGE ORDER | 630108053 | 3 | 18.02.2021 | 1662725.02 | 31891028.1 | 33553753.12 | 0351 | FTTx IBD MUMB0351 Atur House | 3294264 | BLOWING / PULLING-12 F | 2000 | 2,000 | 7 | 14000 | PULLING/BLOWING OF OFC-12F INCLUDING ALL MATERIALS, LABOUR, TOOLS, TACKLES, ETC.. # | 0
2122 | 2122 | WORK CHANGE ORDER | 630108053 | 3 | 18.02.2021 | 1662725.02 | 31891028.1 | 33553753.12 | 0351 | FTTx IBD MUMB0351 Atur House | 3294265 | BLOWING / PULLING-6 F | 1000 | 1,000 | 5 | 5000 | PULLING/BLOWING OF OFC-6F INCLUDING ALL MATERIALS, LABOUR, TOOLS, TACKLES, ETC.. # | 0
2123 | 2123 | WORK CHANGE ORDER | 630108053 | 3 | 18.02.2021 | 1662725.02 | 31891028.1 | 33553753.12 | 0351 | FTTx IBD MUMB0351 Atur House | 3291570 | INSTLTN OF ACCESS CHAMBER 750X400X500 MM | 2 | 2 EA - each | 2328 | 4656 | INSTALLATION OF ACCESS CHAMBERS - SIZE - 750X400X500 MM DEEP.#INCLUDING COVER & LIFTING OF ACCESS CHAMBER-UPTO 50KMS INCLUDING HANDLING ,#EXCAVATION & | 0
2124 | 2124 | WORK CHANGE ORDER | 630108053 | 3 | 18.02.2021 | 1662725.02 | 31891028.1 | 33553753.12 | 0351 | FTTx IBD MUMB0351 Atur House | 3314518 | INST OF PULLING CHAMBER 400X400X500MM | 10 | 10 EA - each | 970 | 9700 | INSTALLATION OF PULLING CHAMBERS - SIZE - 400X400X500 MM DEEP ; INCLUDING COVER .#EXCAVATION & BACKFILLING OF PITS ETC AS PER DRAWINGS , SPECIFICATIONS#AND AS | 0
2125 | 2125 | WORK CHANGE ORDER | 630108053 | 3 | 18.02.2021 | 1662725.02 | 31891028.1 | 33553753.12 | 0351 | FTTx IBD MUMB0351 Atur House | 3294239 | CHRG;REINST,TRENCH,PCC-1:2:4,GRAVEL 20MM | 1 | 1 M3 - Cubic meter | 5335 | 5335 | CHARGES FOR REINSTATEMENT OF THE TRENCHES / PITS INCLUDING ALL MATERIALS , LABOUR, TOOLS TACKES ETC..BY PCC -1:2:4 GRAVEL SIZE - 20 MM & CURING FOR 7 DAYS. THIS ITEM | 0
2126 | 2126 | WORK CHANGE ORDER | 630108053 | 3 | 18.02.2021 | 1662725.02 | 31891028.1 | 33553753.12 | 0351 | FTTx IBD MUMB0351 Atur House | 3291785 | RSTRTN EXCVTD SURFACE- W/COLD BITUMEN | 10 | 10 M - Meter | 1000 | 10000 | CHARGES FOR RESTORATION OF THE EXCAVATED SURFACES USING THE COLD BITUMEN INCLUDING PROPER COMPACTION ETC. ALL COMPLETE INCLUDING ALL MATERIALS TOOLS TACKLES | 0
2127 | 2127 | WORK CHANGE ORDER | 630108053 | 3 | 18.02.2021 | 1662725.02 | 31891028.1 | 33553753.12 | 0351 | FTTx IBD MUMB0351 Atur House | 3291786 | RSTRTN EXCVTD SURFACES-W/ HOT BITUMEN | 10 | 10 M - Meter | 383 | 3830 | CHARGES FOR RESTORATION OF THE EXCAVATED SURFACES USING THE HOT BITUMEN INCLUDING PROPER COMPACTION ETC. ALL COMPLETE INCLUDING ALL MATERIALS TOOLS TACKLES | 0
2128 | 2128 | WORK CHANGE ORDER | 630108053 | 3 | 18.02.2021 | 1662725.02 | 31891028.1 | 33553753.12 | 0351 | FTTx IBD MUMB0351 Atur House | 3290664 | CHRG F/RESTORATN OF SURF ;W/EXT TILES | 30 | 30 M - Meter | 286 | 8580 | CHARGES FOR RESTORATION OF THE EXCAVATED SURFACES USING THE EXISTING TILES OVER 100 MM THICK CONCRETE BEDDING. THE COST TO INCLUDE THE COST OF THE TILES, | 0
2129 | 2129 | WORK CHANGE ORDER | 630108053 | 3 | 18.02.2021 | 1662725.02 | 31891028.1 | 33553753.12 | 0351 | FTTx IBD MUMB0351 Atur House | 3291784 | RSTRTN EXCVTD SURFACE-W/ PAVER BLOCK | 30 | 30 M - Meter | 631 | 18930 | CHARGES FOR RESTORATION OF THE EXCAVATED SURFACE USING NEW INTER LOCKING PAVER BLOCK OVER 100 MM THICK CONCRETE BEDDING. THE COST TO INCLUDE THE COST OF THE | 0
2130 | 2130 | WORK CHANGE ORDER | 630108053 | 3 | 18.02.2021 | 1662725.02 | 31891028.1 | 33553753.12 | 0351 | FTTx IBD MUMB0351 Atur House | 3291783 | RESTORATION OF EXCV SURFACE-W/KOTA STONE | 10 | 10 M - Meter | 550 | 5500 | CHARGES FOR RESTORATION OF THE EXCAVATED SURFACE USING NEW KOTA STONE OVER 100 MM THICK CONCRETE BEDDING. THE COST TO INCLUDE THE COST OF THE KOTA STONE , | 0
2131 | 2131 | WORK CHANGE ORDER | 630108053 | 3 | 18.02.2021 | 1662725.02 | 31891028.1 | 33553753.12 | 0351 | FTTx IBD MUMB0351 Atur House | 3290665 | CHRG F/RESTORATN OF SURF ;W/CHEQUED TILE | 30 | 30 M - Meter | 419 | 12570 | CHARGES FOR RESTORATION OF THE EXCAVATED SURFACE USING NEW INTER CHEQUERED TILE OVER 100 MM THICK CONCRETE BEDDING. THE COST TO INCLUDE THE COST OF THE KOTA | 0
2132 | 2132 | WORK CHANGE ORDER | 630108053 | 3 | 18.02.2021 | 1662725.02 | 31891028.1 | 33553753.12 | 0351 | FTTx IBD MUMB0351 Atur House | 3171149 | S/FIXING PVC CONDUIT 25 MM | 1000 | 1,000 | 60 | 60000 | S/FIXING PVC CONDUIT 25MM | 0
2133 | 2133 | WORK CHANGE ORDER | 630108053 | 3 | 18.02.2021 | 1662725.02 | 31891028.1 | 33553753.12 | 0351 | FTTx IBD MUMB0351 Atur House | 3171151 | S/FIXING PVC CONDUIT 40 MM | 600 | M - Meter | 111 | 66600 | S/FIXING PVC CONDUIT 40 MM | 0
2134 | 2134 | WORK CHANGE ORDER | 630108053 | 3 | 18.02.2021 | 1662725.02 | 31891028.1 | 33553753.12 | 0351 | FTTx IBD MUMB0351 Atur House | 3318608 | S&I 25MM PVC CONDUIT USING SCAFFOLDING | 100 | 100M - Meter | 133 | 13300 | SUPPLY AND INSTALLATION OF 25MM OUTER DIA CONDUIT ON EXTERNAL WALL WITH THE HELP OF JHOOLA HOLDING INCLUDING MANPOWER, COUPLERS, BENDS, TEES, SADDLES, CLAMPS, | 0
2135 | 2135 | WORK CHANGE ORDER | 630108053 | 3 | 18.02.2021 | 1662725.02 | 31891028.1 | 33553753.12 | 0351 | FTTx IBD MUMB0351 Atur House | 3318609 | S&I 40MM PVC CONDUIT USING SCAFFOLDING | 100 | 100M - Meter | 188 | 18800 | SUPPLY AND INSTALLATION OF 40MM OUTER DIA CONDUIT ON EXTERNAL WALL WITH THE HELP OF JHOOLA HOLDING | 0
2136 | 2136 | WORK CHANGE ORDER | 630108053 | 3 | 18.02.2021 | 1662725.02 | 31891028.1 | 33553753.12 | 0351 | FTTx IBD MUMB0351 Atur House | 3206508 | SUP&LAY FLEX PVC CONDUIT DIA 25MM | 200 | M - Meter | 71 | 14200 | Supplying and laying of following sizes of flexible PVC conduit along with conduit accessories complete as required. | 0
2137 | 2137 | WORK CHANGE ORDER | 630108053 | 3 | 18.02.2021 | 1662725.02 | 31891028.1 | 33553753.12 | 0351 | FTTx IBD MUMB0351 Atur House | 3206510 | SUP&LAY FLEX PVC CONDUIT DIA 40MM | 150 | M - Meter | 116 | 17400 | Supplying and laying of following sizes of flexible PVC conduit along with conduit | 0
2138 | 2138 | WORK CHANGE ORDER | 630108053 | 3 | 18.02.2021 | 1662725.02 | 31891028.1 | 33553753.12 | 0351 | FTTx IBD MUMB0351 Atur House | 3318971 | S&I 25MM FLEXI PVC CONDUIT W/SCAFFOLDING | 100 | 100M - Meter | 144 | 14400 | SUPPLY AND INSTALLATION OF 25MM DIA REINFORCED FLEXIBLE CONDUIT ON EXTERNAL WALL WITH THE HELP OF JHOOLA HOLDING INCLUDING MANPOWER, COUPLERS, BENDS, TEES, | 0
2139 | 2139 | WORK CHANGE ORDER | 630108053 | 3 | 18.02.2021 | 1662725.02 | 31891028.1 | 33553753.12 | 0351 | FTTx IBD MUMB0351 Atur House | 3318972 | S&I 40MM FLEXI PVC CONDUIT W/SCAFFOLDING | 100 | 100M - Meter | 194 | 19400 | SUPPLY AND INSTALLATION OF 40MM DIA REINFORCED FLEXIBLE CONDUIT ON EXTERNAL WALL WITH THE HELP OF JHOOLA HOLDING INCLUDING MANPOWER, COUPLERS, BENDS, TEES, | 0
2140 | 2140 | WORK CHANGE ORDER | 630108053 | 3 | 18.02.2021 | 1662725.02 | 31891028.1 | 33553753.12 | 0351 | FTTx IBD MUMB0351 Atur House | 3319687 | P&F PVC JUNCTION BOX 40MM,4-WAY | 150 | EA - each | 30 | 4500 | CHARGES FOR SUPPLYING AND FIXING OF PVC JUNCTION BOX 40MM,FOUR WAY IN REQUIRED POSITION ALONG THE LINE OF PVC CONDUIT# | 0
2141 | 2141 | WORK CHANGE ORDER | 630108053 | 3 | 18.02.2021 | 1662725.02 | 31891028.1 | 33553753.12 | 0351 | FTTx IBD MUMB0351 Atur House | 3319688 | P&F PVC JUNCTION BOX 40MM,3-WAY | 150 | EA - each | 30 | 4500 | CHARGES FOR SUPPLYING AND FIXING OF PVC JUNCTION BOX 40MM,THREE WAY IN REQUIRED POSITION ALONG THE LINE OF PVC CONDUIT# | 0
2142 | 2142 | WORK CHANGE ORDER | 630108053 | 3 | 18.02.2021 | 1662725.02 | 31891028.1 | 33553753.12 | 0351 | FTTx IBD MUMB0351 Atur House | 3192918 | CHRG:S/F:PVC JUNCTION BOX 25MM,4-WAY | 150 | 150EA - each | 19 | 2850 | CHARGES FOR SUPPLYING AND FIXING OF PVC JUNCTION BOX | 0
2143 | 2143 | WORK CHANGE ORDER | 630108053 | 3 | 18.02.2021 | 1662725.02 | 31891028.1 | 33553753.12 | 0351 | FTTx IBD MUMB0351 Atur House | 3192917 | CHRG:S/F:PVC JUNCTION BOX 25MM,3-WAY | 150 | 150EA - each | 19 | 2850 | CHARGES FOR SUPPLYING AND FIXING OF PVC JUNCTION BOX | 0
2144 | 2144 | WORK CHANGE ORDER | 630108053 | 3 | 18.02.2021 | 1662725.02 | 31891028.1 | 33553753.12 | 0351 | FTTx IBD MUMB0351 Atur House | 3259755 | INSTALLATION OF FDC | 15 | EA - each | 49 | 735 | Installation of Fibre Distribution Cabinet | 0
2145 | 2145 | WORK CHANGE ORDER | 630108053 | 3 | 18.02.2021 | 1662725.02 | 31891028.1 | 33553753.12 | 0351 | FTTx IBD MUMB0351 Atur House | 3294022 | INSTALLATION OF FAT (WALL/POLE MOUNTED) | 50 | 50 EA - each | 49 | 2450 | INSTALLATION OF FIBRE ACCESS TERMINAL (WALL/POLE MOUNTED)# | 0
2146 | 2146 | WORK CHANGE ORDER | 630108053 | 3 | 18.02.2021 | 1662725.02 | 31891028.1 | 33553753.12 | 0351 | FTTx IBD MUMB0351 Atur House | 3293902 | INSTALLATION LEVEL 1 ( S1 ) SPLITTER | 20 | EA - each | 49 | 980 | INSTALLATION OF FREE ISSUED SPLITTER AT SUGGESTED LOCATION INCLUDING ALL MANPOWER, TOOLS TACKLES, | 0
2147 | 2147 | WORK CHANGE ORDER | 630108053 | 3 | 18.02.2021 | 1662725.02 | 31891028.1 | 33553753.12 | 0351 | FTTx IBD MUMB0351 Atur House | 3293903 | INSTALLATION LEVEL 2 ( S2 ) SPLITTER | 160 | EA - each | 49 | 7840 | INSTALLATION OF FREE ISSUED SPLITTER AT SUGGESTED LOCATION INCLUDING ALL MANPOWER, TOOLS TACKLES, HARDWARES ETC. COMPLETE AS PER THE DRG AND DIRECTION OF | 0
2148 | 2148 | WORK CHANGE ORDER | 630108053 | 3 | 18.02.2021 | 1662725.02 | 31891028.1 | 33553753.12 | 0351 | FTTx IBD MUMB0351 Atur House | 3252601 | SPLICING,JOINTING & TERMINATION-48F | 500 | 500.000 NOS - No. | 112 | 56000 | CHARGES FOR SPLICING,JOINTING & TERMINATION OF 48F FIBRE. | 0
2149 | 2149 | WORK CHANGE ORDER | 630108053 | 3 | 18.02.2021 | 1662725.02 | 31891028.1 | 33553753.12 | 0351 | FTTx IBD MUMB0351 Atur House | 3252602 | SPLICING,JOINTING & TERMINATION-96F | 192 | 192.000 NOS - No. | 112 | 21504 | CHARGES FOR SPLICING,JOINTING & TERMINATION OF 96F FIBRE. | 0
2150 | 2150 | WORK CHANGE ORDER | 630108053 | 3 | 18.02.2021 | 1662725.02 | 31891028.1 | 33553753.12 | 0351 | FTTx IBD MUMB0351 Atur House | 3300512 | SPLICING & TERM OFC,FIXED COST/DAY | 10 | EA - each | 2425 | 24250 | OFC SPLICING&TERMINATION-FIXED COST/DAY#JOB INVOLVES: 1) SPLICING & TERMINATION OF OFC CABLE AS DIRECTED BY EIC. 2) ALL TOOLS AND TACKLES, PPES, CONSUMABLES ARE IN | 0
2151 | 2151 | WORK CHANGE ORDER | 630108053 | 3 | 18.02.2021 | 1662725.02 | 31891028.1 | 33553753.12 | 0351 | FTTx IBD MUMB0351 Atur House | 3098777 | A11102-SELF ADHESIVE LABELS | 400 | 400.000 | 10 | 4000 | 410 | 0
2152 | 2152 | WORK CHANGE ORDER | 630108053 | 3 | 18.02.2021 | 1662725.02 | 31891028.1 | 33553753.12 | 0351 | FTTx IBD MUMB0351 Atur House | 3295194 | PREPARATION OF AS BUILT DRAWINGS SBP | 15 | 15 EA - each | 194 | 2910 | AS-BUILT DRAWING FOR ALL WORKS PERFORMED AS PER SCOPE | 0
2153 | 2153 | WORK CHANGE ORDER | 630108053 | 3 | 18.02.2021 | 1662725.02 | 31891028.1 | 33553753.12 | 0351 | FTTx IBD MUMB0351 Atur House | 3111341 | DISPOSAL OF WASTE MATERIALS DEBRIS ETC. | 15 | 15.000 NOS - No. | 679 | 10185 | Collection & disposal of various kinds of unwanted materials / debris | 0
2154 | 2154 | WORK CHANGE ORDER | 630108053 | 3 | 18.02.2021 | 1662725.02 | 31891028.1 | 33553753.12 | 0351 | FTTx IBD MUMB0351 Atur House | 3295891 | MATERIAL STORAGE & SECONDARY TRNSPT | 15 | 15 EA - each | 485 | 7275 | STORAGE AND SECONDARY TRANSPORTATION OF FIM MATERIAL TO BUILDINGS, TO BE CALCULATED PER BUILDING# | 0
2155 | 2155 | WORK CHANGE ORDER | 630108053 | 3 | 18.02.2021 | 1662725.02 | 31891028.1 | 33553753.12 | 0351 | FTTx IBD MUMB0351 Atur House | 3295897 | CHRG: PRE EXECUTION BUILDING SURVEY | 15 | 15 EA - each | 290 | 4350 | PRE EXECUTION BUILDING SURVEY:#THIS IS BUILDING SURVEY BEFORE DEPLOYMENT INSIDE BUILDING DEPLOYMENT/CONSTRUCTION INCLUDES LAYING OF CONDUITS AND OTHER ODN | 0
2156 | 2156 | WORK CHANGE ORDER | 630108053 | 3 | 18.02.2021 | 1662725.02 | 31891028.1 | 33553753.12 | 0351 | FTTx IBD MUMB0351 Atur House | 3318382 | CHRG DRILLING OF HOLE 25MM IN BRICK WALL | 50 | 50 EA - each | 82 | 4100 | CHARGES FOR DRILLING HOLES OF DIAMETER 25MM IN BRICK WALL WITH PROPER DRILL MACHINE AND REINSTATEMENT AFTER CONDUITING TO ENSURE WATER PROOFING OF HOLE.# | 0
2157 | 2157 | WORK CHANGE ORDER | 630108053 | 3 | 18.02.2021 | 1662725.02 | 31891028.1 | 33553753.12 | 0351 | FTTx IBD MUMB0351 Atur House | 3318381 | CHRG DRILLING OF HOLE 40MM IN BRICK WALL | 50 | 50 EA - each | 131 | 6550 | CHARGES FOR DRILLING HOLES OF DIAMETER 40MM IN BRICK WALL WITH PROPER DRILL MACHINE AND REINSTATEMENT AFTER CONDUITING TO ENSURE WATER PROOFING OF HOLE.# | 0
2158 | 2158 | WORK CHANGE ORDER | 630108053 | 3 | 18.02.2021 | 1662725.02 | 31891028.1 | 33553753.12 | 0351 | FTTx IBD MUMB0351 Atur House | 3318200 | CHRG DRILLING OF HOLE 25MM DIA IN RCC | 50 | 50 EA - each | 131 | 6550 | CHARGES FOR DRILLING HOLES OF DIAMETER 25MM IN RCC WITH PROPER DRILL MACHINE AND REINSTATEMENT AFTER CONDUITING TO ENSURE WATER PROOFING OF HOLE.# | 0
2159 | 2159 | WORK CHANGE ORDER | 630108053 | 3 | 18.02.2021 | 1662725.02 | 31891028.1 | 33553753.12 | 0351 | FTTx IBD MUMB0351 Atur House | 3297469 | CHRG:DRILLING OF HOLE 40MM DIA IN RCC | 50 | 50 EA - each | 165 | 8250 | CHARGES FOR DRILLING HOLES OF DIAMETER ~40MM IN RCC WITH PROPER DRILL MACHINE AND REINSTATEMENT AFTER CONDUITING TO ENSURE WATER PROOFING OF HOLE. | 0
2160 | 2160 | WORK CHANGE ORDER | 630108053 | 3 | 18.02.2021 | 1662725.02 | 31891028.1 | 33553753.12 | 0351 | FTTx IBD MUMB0351 Atur House | 3319692 | S&I SIMPLEX PLUG,F/40MM HDPE DUCT | 60 | EA - each | 49 | 2940 | CHARGES FOR SUPPLYING AND FIXING OF SIMPLEX PLUG FOR 40 MM HDPE DUCT# | 0